## In Price Book
Reference | Description | VND Unit Price List Jun 2019 (with VAT) | NEW K COEF References (for CCC checking k.coef only) | VND Unit Price List Dec 2018 (with VAT) | % Increase
28900 | INS40 3P | 1753400 | PTCCB, PTACB: Compact NSX, Compact NS, Masterpact NT, NW <= 1000A, INS, ATNSX & ATS <=1000A, Vigirex - Accessories | 1719300 | 1.983%
28901 | INS40 4P | 2270400 | PTCCB, PTACB: Compact NSX, Compact NS, Masterpact NT, NW <= 1000A, INS, ATNSX & ATS <=1000A, Vigirex - Accessories | 2226400 | 1.976%
28902 | INS63 3P | 2029500 | PTCCB, PTACB: Compact NSX, Compact NS, Masterpact NT, NW <= 1000A, INS, ATNSX & ATS <=1000A, Vigirex - Accessories | 1989900 | 1.99%
28903 | INS63 4P | 2341900 | PTCCB, PTACB: Compact NSX, Compact NS, Masterpact NT, NW <= 1000A, INS, ATNSX & ATS <=1000A, Vigirex - Accessories | 2295700 | 2.012%
28904 | INS80 3P | 2304500 | PTCCB, PTACB: Compact NSX, Compact NS, Masterpact NT, NW <= 1000A, INS, ATNSX & ATS <=1000A, Vigirex - Accessories | 2259400 | 1.996%
28905 | INS80 4P | 2569600 | PTCCB, PTACB: Compact NSX, Compact NS, Masterpact NT, NW <= 1000A, INS, ATNSX & ATS <=1000A, Vigirex - Accessories | 2519000 | 2.009%
28908 | INS100 3P | 2878700 | PTCCB, PTACB: Compact NSX, Compact NS, Masterpact NT, NW <= 1000A, INS, ATNSX & ATS <=1000A, Vigirex - Accessories | 2822600 | 1.988%
28909 | INS100 4P | 3209800 | PTCCB, PTACB: Compact NSX, Compact NS, Masterpact NT, NW <= 1000A, INS, ATNSX & ATS <=1000A, Vigirex - Accessories | 3147100 | 1.992%
28910 | INS125 3P | 3133900 | PTCCB, PTACB: Compact NSX, Compact NS, Masterpact NT, NW <= 1000A, INS, ATNSX & ATS <=1000A, Vigirex - Accessories | 3072300 | 2.005%
28911 | INS125 4P | 3451800 | PTCCB, PTACB: Compact NSX, Compact NS, Masterpact NT, NW <= 1000A, INS, ATNSX & ATS <=1000A, Vigirex - Accessories | 3383600 | 2.016%
28912 | INS160 3P | 3503500 | PTCCB, PTACB: Compact NSX, Compact NS, Masterpact NT, NW <= 1000A, INS, ATNSX & ATS <=1000A, Vigirex - Accessories | 3435300 | 1.985%
28913 | INS160 4P | 3777400 | PTCCB, PTACB: Compact NSX, Compact NS, Masterpact NT, NW <= 1000A, INS, ATNSX & ATS <=1000A, Vigirex - Accessories | 3703700 | 1.99%
29352 | electrical interlocking IVE 48 to 415 V | 10247600 | PTCCB, PTACB: Compact NSX, Compact NS, Masterpact NT, NW <= 1000A, INS, ATNSX & ATS <=1000A, Vigirex - Accessories | 10046300 | 2.004%
29370 | REMOVABLE TOGGLE PADLOCK. DEVICE(NS80/63 | 291500 | PTCCB, PTACB: Compact NSX, Compact NS, Masterpact NT, NW <= 1000A, INS, ATNSX & ATS <=1000A, Vigirex - Accessories | 286000 | 1.923%
29450 | 1 AUX.SWITCH C/O CONTACT OF/SDE/SDV(NS80 | 765600 | PTCCB, PTACB: Compact NSX, Compact NS, Masterpact NT, NW <= 1000A, INS, ATNSX & ATS <=1000A, Vigirex - Accessories | 750200 | 2.053%
29470 | ACP AND AUTO BA 220V/240VAC 50HZ (NS | 38504400 | PTCCB, PTACB: Compact NSX, Compact NS, Masterpact NT, NW <= 1000A, INS, ATNSX & ATS <=1000A, Vigirex - Accessories | 37749800 | 1.999%
29471 | ACP AND AUTO BA 380/415VAC 440V 60HZ | 38504400 | PTCCB, PTACB: Compact NSX, Compact NS, Masterpact NT, NW <= 1000A, INS, ATNSX & ATS <=1000A, Vigirex - Accessories | 37749800 | 1.999%
29472 | ACP AND AUTO UA 220V/240VAC 50HZ (NS | 46282500 | PTCCB, PTACB: Compact NSX, Compact NS, Masterpact NT, NW <= 1000A, INS, ATNSX & ATS <=1000A, Vigirex - Accessories | 45375000 | 2%
29473 | ACP AND AUTO UA 380/415VAC 440V 60HZ | 46282500 | PTCCB, PTACB: Compact NSX, Compact NS, Masterpact NT, NW <= 1000A, INS, ATNSX & ATS <=1000A, Vigirex - Accessories | 45375000 | 2%
31100 | INTERPACT INS250-100A 3P | 4088700 | PTCCB, PTACB: Compact NSX, Compact NS, Masterpact NT, NW <= 1000A, INS, ATNSX & ATS <=1000A, Vigirex - Accessories | 4008400 | 2.003%
31101 | INTERPACT INS250-100A 4P | 6178700 | PTCCB, PTACB: Compact NSX, Compact NS, Masterpact NT, NW <= 1000A, INS, ATNSX & ATS <=1000A, Vigirex - Accessories | 6057700 | 1.997%
31102 | INTERPACT INS250-200A 3P SWITCH | 4876300 | PTCCB, PTACB: Compact NSX, Compact NS, Masterpact NT, NW <= 1000A, INS, ATNSX & ATS <=1000A, Vigirex - Accessories | 4780600 | 2.002%
31103 | INTERPACT INS250-200A 4P SWITCH | 7207200 | PTCCB, PTACB: Compact NSX, Compact NS, Masterpact NT, NW <= 1000A, INS, ATNSX & ATS <=1000A, Vigirex - Accessories | 7066400 | 1.993%
31104 | INTERPACT INS250-160A 3P | 4593600 | PTCCB, PTACB: Compact NSX, Compact NS, Masterpact NT, NW <= 1000A, INS, ATNSX & ATS <=1000A, Vigirex - Accessories | 4503400 | 2.003%
31105 | INS250 160A 4P | 6974000 | PTCCB, PTACB: Compact NSX, Compact NS, Masterpact NT, NW <= 1000A, INS, ATNSX & ATS <=1000A, Vigirex - Accessories | 6837600 | 1.995%
31106 | INS250 3P | 5036900 | PTCCB, PTACB: Compact NSX, Compact NS, Masterpact NT, NW <= 1000A, INS, ATNSX & ATS <=1000A, Vigirex - Accessories | 4937900 | 2.005%
31107 | INS250 4P | 7472300 | PTCCB, PTACB: Compact NSX, Compact NS, Masterpact NT, NW <= 1000A, INS, ATNSX & ATS <=1000A, Vigirex - Accessories | 7326000 | 1.997%
31108 | INS320 3P | 8415000 | PTCCB, PTACB: Compact NSX, Compact NS, Masterpact NT, NW <= 1000A, INS, ATNSX & ATS <=1000A, Vigirex - Accessories | 8250000 | 2%
31109 | INS320 4P | 13524500 | PTCCB, PTACB: Compact NSX, Compact NS, Masterpact NT, NW <= 1000A, INS, ATNSX & ATS <=1000A, Vigirex - Accessories | 13259400 | 1.999%
31110 | INS400 3P | 9093700 | PTCCB, PTACB: Compact NSX, Compact NS, Masterpact NT, NW <= 1000A, INS, ATNSX & ATS <=1000A, Vigirex - Accessories | 8915500 | 1.999%
31111 | INS400 4P | 14591500 | PTCCB, PTACB: Compact NSX, Compact NS, Masterpact NT, NW <= 1000A, INS, ATNSX & ATS <=1000A, Vigirex - Accessories | 14305500 | 1.999%
31112 | INTERPACT INS500 3P | 12703900 | PTCCB, PTACB: Compact NSX, Compact NS, Masterpact NT, NW <= 1000A, INS, ATNSX & ATS <=1000A, Vigirex - Accessories | 12455300 | 1.996%
31113 | INTERPACT INS500 4P | 14612400 | PTCCB, PTACB: Compact NSX, Compact NS, Masterpact NT, NW <= 1000A, INS, ATNSX & ATS <=1000A, Vigirex - Accessories | 14326400 | 1.996%
31114 | INS630 3P | 14201000 | PTCCB, PTACB: Compact NSX, Compact NS, Masterpact NT, NW <= 1000A, INS, ATNSX & ATS <=1000A, Vigirex - Accessories | 13922700 | 1.999%
31115 | INS630 4P | 16430700 | PTCCB, PTACB: Compact NSX, Compact NS, Masterpact NT, NW <= 1000A, INS, ATNSX & ATS <=1000A, Vigirex - Accessories | 16108400 | 2.001%
31330 | INTERPACT INS800 3P BLACK HENDLE | 33772200 | PTCCB, PTACB: Compact NSX, Compact NS, Masterpact NT, NW <= 1000A, INS, ATNSX & ATS <=1000A, Vigirex - Accessories | 33110000 | 2%
31331 | INTERPACT INS800 4P BLACK HANDLE | 48616700 | PTCCB, PTACB: Compact NSX, Compact NS, Masterpact NT, NW <= 1000A, INS, ATNSX & ATS <=1000A, Vigirex - Accessories | 47663000 | 2.001%
31332 | INTERPACT INS1000,3P FIXED WITH BLACK HA | 37836700 | PTCCB, PTACB: Compact NSX, Compact NS, Masterpact NT, NW <= 1000A, INS, ATNSX & ATS <=1000A, Vigirex - Accessories | 37095300 | 1.999%
31333 | INTERPACT INS1000 4P FIXED WITH BLACK H | 50880500 | PTCCB, PTACB: Compact NSX, Compact NS, Masterpact NT, NW <= 1000A, INS, ATNSX & ATS <=1000A, Vigirex - Accessories | 49882800 | 2%
31334 | INTERPACT INS1250 WITH BLACK HANDLE | 45076900 | PTCCB, PTACB: Compact NS> 1000A, Masterpact NT, NW > 1000A and ATS >1000A | 44192500 | 2.001%
31335 | INTERPACT INS1250 4P BLACK HANDLE | 56732500 | PTCCB, PTACB: Compact NS> 1000A, Masterpact NT, NW > 1000A and ATS >1000A | 55620400 | 1.999%
31336 | INTERPACT INS1600 3P WITH BLACK HANDLE | 51682400 | PTCCB, PTACB: Compact NS> 1000A, Masterpact NT, NW > 1000A and ATS >1000A | 50669300 | 1.999%
31337 | INTERPACT INS1600 4P BLACK HANDLE | 59372500 | PTCCB, PTACB: Compact NS> 1000A, Masterpact NT, NW > 1000A and ATS >1000A | 58208700 | 1.999%
31342 | INTERPACT INS630B 3P STANDARD | 31025500 | PTCCB, PTACB: Compact NSX, Compact NS, Masterpact NT, NW <= 1000A, INS, ATNSX & ATS <=1000A, Vigirex - Accessories | 30417200 | 2%
31343 | INTERPACT INS630B 4P STANDARD | 47949000 | PTCCB, PTACB: Compact NSX, Compact NS, Masterpact NT, NW <= 1000A, INS, ATNSX & ATS <=1000A, Vigirex - Accessories | 47008500 | 2.001%
33195 | ADDITIONAL TOGGLE EXTENSION FOR NS630B/1 | 331100 | PTCCB, PTACB: Compact NSX, Compact NS, Masterpact NT, NW <= 1000A, INS, ATNSX & ATS <=1000A, Vigirex - Accessories | 324500 | 2.034%
33200 | CABLE-TYPE INTERLOCKING PLATE FOR FIXED | 7135700 | PTCCB, PTACB: Compact NSX, Compact NS, Masterpact NT, NW <= 1000A, INS, ATNSX & ATS <=1000A, Vigirex - Accessories | 6996000 | 1.997%
33201 | CABLE-TYPE INTERLOCKING PLATE FOR D/O BR | 7135700 | PTCCB, PTACB: Compact NSX, Compact NS, Masterpact NT, NW <= 1000A, INS, ATNSX & ATS <=1000A, Vigirex - Accessories | 6996000 | 1.997%
33209 | 1 SET OF 2 INTERLOCK CABLES | 4998400 | PTCCB, PTACB: Compact NSX, Compact NS, Masterpact NT, NW <= 1000A, INS, ATNSX & ATS <=1000A, Vigirex - Accessories | 4900500 | 1.998%
33512 | MICROLOGIC 5.0 A FOR FIXED | 7543800 | Added value. Do not sell in loose component | 7543800 | 0%
33513 | MICROLOGIC 6.0 A FOR FIXED | 20098100 | Added value. Do not sell in loose component | 20098100 | 0%
33514 | MICROLOGIC 7.0 A FOR FIXED | 27318500 | Added value. Do not sell in loose component | 27318500 | 0%
33532 | MICROLOGIC 5.0 A FOR DRAWOUT | 7770400 | Added value. Do not sell in loose component | 7770400 | 0%
33533 | MICROLOGIC 6.0 A FOR DRAWOUT | 19512900 | Added value. Do not sell in loose component | 19512900 | 0%
33534 | MICROLOGIC 7.0 A FOR DRAWOUT | 27318500 | Added value. Do not sell in loose component | 27318500 | 0%
33535 | MICROLOGIC 2.0 E for Compact NS630b to 3200 fixed | 8486500 | Added value. Do not sell in loose component | 8486500 | 0%
33536 | MICROLOGIC 2.0 E for Compact NS630b to 1600 withdrawable | 8486500 | Added value. Do not sell in loose component | 8486500 | 0%
33537 | MICROLOGIC 5.0 E for Compact NS630b to 3200 fixed | 9430300 | Added value. Do not sell in loose component | 9430300 | 0%
33538 | MICROLOGIC 5.0 E for Compact NS630b to 1600 withdrawable | 9430300 | Added value. Do not sell in loose component | 9430300 | 0%
33539 | MICROLOGIC 6.0 E for Compact NS630b to 3200 fixed | 24392500 | Added value. Do not sell in loose component | 24392500 | 0%
33540 | MICROLOGIC 6.0 E for Compact NS630b to 1600 withdrawable | 24392500 | Added value. Do not sell in loose component | 24392500 | 0%
33573 | RECTANGULOR SENSOR FOR EARTH LEA KAGE PR | 92070000 | PTCCB, PTACB: Compact NSX, Compact NS, Masterpact NT, NW <= 1000A, INS, ATNSX & ATS <=1000A, Vigirex - Accessories | 90264900 | 2%
33574 | RECTANGULOR SENSOR FOR EARTH LEA KAGE PR | 127882700 | PTCCB, PTACB: Compact NSX, Compact NS, Masterpact NT, NW <= 1000A, INS, ATNSX & ATS <=1000A, Vigirex - Accessories | 125374700 | 2%
33576 | EXTERNAL SENSOR FOR NEUTRAL AND | 16141400 | PTCCB, PTACB: Compact NSX, Compact NS, Masterpact NT, NW <= 1000A, INS, ATNSX & ATS <=1000A, Vigirex - Accessories | 15824600 | 2.002%
33579 | EXTERNAL SENSOR FOR SOURCE GROUND RETURN | 20985800 | PTCCB, PTACB: Compact NSX, Compact NS, Masterpact NT, NW <= 1000A, INS, ATNSX & ATS <=1000A, Vigirex - Accessories | 20574400 | 2%
33622 | 4P SPREADER 630/1600A | 7739600 | PTCCB, PTACB: Compact NSX, Compact NS, Masterpact NT, NW <= 1000A, INS, ATNSX & ATS <=1000A, Vigirex - Accessories | 7587800 | 2.001%
33623 | 4P SPREADER 630/1600A | 7904600 | PTCCB, PTACB: Compact NSX, Compact NS, Masterpact NT, NW <= 1000A, INS, ATNSX & ATS <=1000A, Vigirex - Accessories | 7749500 | 2.001%
33642 | 1 VERTICAL CONNECTION ADAPTER | 13658700 | PTCCB, PTACB: Compact NSX, Compact NS, Masterpact NT, NW <= 1000A, INS, ATNSX & ATS <=1000A, Vigirex - Accessories | 13391400 | 1.996%
33643 | 1 VERTICAL CONNECTION ADAPTER | 17361300 | PTCCB, PTACB: Compact NSX, Compact NS, Masterpact NT, NW <= 1000A, INS, ATNSX & ATS <=1000A, Vigirex - Accessories | 17021400 | 1.997%
33644 | 1 CABLE LUG ADAPTER 4P | 12177000 | PTCCB, PTACB: Compact NSX, Compact NS, Masterpact NT, NW <= 1000A, INS, ATNSX & ATS <=1000A, Vigirex - Accessories | 11938300 | 1.999%
33645 | 1 CABLE LUG ADAPTER 4P | 16137000 | PTCCB, PTACB: Compact NSX, Compact NS, Masterpact NT, NW <= 1000A, INS, ATNSX & ATS <=1000A, Vigirex - Accessories | 15820200 | 2.003%
33646 | 3 INTERPHASE BARRIERS FOR FRONT CONNECTI | 589600 | PTCCB, PTACB: Compact NSX, Compact NS, Masterpact NT, NW <= 1000A, INS, ATNSX & ATS <=1000A, Vigirex - Accessories | 577500 | 2.095%
33659 | MX 024/030 VAC/VDC FOR FIXED BREAKER | 8113600 | PTCCB, PTACB: DC - Compact NSX, Masterpact NT, NW <= 1000A, INS, ATNSX & ATS <=1000A, Vigirex - Accessories | 7954100 | 2.005%
33660 | MX 048/060 VAC/VDC FOR FIXED BREAKER | 8113600 | PTCCB, PTACB: DC - Compact NSX, Masterpact NT, NW <= 1000A, INS, ATNSX & ATS <=1000A, Vigirex - Accessories | 7954100 | 2.005%
33662 | MX 200/250 VAC/VDC FIXED BREA KER | 8113600 | PTCCB, PTACB: DC - Compact NSX, Masterpact NT, NW <= 1000A, INS, ATNSX & ATS <=1000A, Vigirex - Accessories | 7954100 | 2.005%
33664 | MX 380/480 VAC FOR FIXED BREAKER | 8113600 | PTCCB, PTACB: Compact NSX, Compact NS, Masterpact NT, NW <= 1000A, INS, ATNSX & ATS <=1000A, Vigirex - Accessories | 7954100 | 2.005%
33668 | MN 024/030 VAC/VDC FOR FIXED BREAKER | 8113600 | PTCCB, PTACB: DC - Compact NSX, Masterpact NT, NW <= 1000A, INS, ATNSX & ATS <=1000A, Vigirex - Accessories | 7954100 | 2.005%
33671 | MN 200/250 VAC/VDC FOR FIXED BREAKER | 8113600 | PTCCB, PTACB: DC - Compact NSX, Masterpact NT, NW <= 1000A, INS, ATNSX & ATS <=1000A, Vigirex - Accessories | 7954100 | 2.005%
33673 | MN 380/480 VAC FOR FIXED BREAKER | 8113600 | PTCCB, PTACB: Compact NSX, Compact NS, Masterpact NT, NW <= 1000A, INS, ATNSX & ATS <=1000A, Vigirex - Accessories | 7954100 | 2.005%
33682 | ADJUSTABLE DELAY UNIT FOR MN 200/250 VAC | 8113600 | PTCCB, PTACB: Compact NSX, Compact NS, Masterpact NT, NW <= 1000A, INS, ATNSX & ATS <=1000A, Vigirex - Accessories | 7954100 | 2.005%
33751 | CONNECTED POSITION CONTACT | 1085700 | PTCCB, PTACB: Compact NSX, Compact NS, Masterpact NT, NW <= 1000A, INS, ATNSX & ATS <=1000A, Vigirex - Accessories | 1064800 | 1.963%
33752 | TEST POSITION CONTACT | 1085700 | PTCCB, PTACB: Compact NSX, Compact NS, Masterpact NT, NW <= 1000A, INS, ATNSX & ATS <=1000A, Vigirex - Accessories | 1064800 | 1.963%
33753 | dISCONNECTED POSITION CONTACT | 1085700 | PTCCB, PTACB: Compact NSX, Compact NS, Masterpact NT, NW <= 1000A, INS, ATNSX & ATS <=1000A, Vigirex - Accessories | 1064800 | 1.963%
33767 | BREAKER MISMATCH PROTECTION | 2413400 | PTCCB, PTACB: Compact NSX, Compact NS, Masterpact NT, NW <= 1000A, INS, ATNSX & ATS <=1000A, Vigirex - Accessories | 2366100 | 1.999%
33786 | DOOR INTERLOCK (RIGHT-HAND SIDE OF CHASS | 2535500 | PTCCB, PTACB: Compact NSX, Compact NS, Masterpact NT, NW <= 1000A, INS, ATNSX & ATS <=1000A, Vigirex - Accessories | 2486000 | 1.991%
33787 | DOOR INTERLOCK (LEFT-HAND SIDE OF CHASSI | 2535500 | PTCCB, PTACB: Compact NSX, Compact NS, Masterpact NT, NW <= 1000A, INS, ATNSX & ATS <=1000A, Vigirex - Accessories | 2486000 | 1.991%
33788 | RACKING INTERLOCK (LOCKOUT WITH DOOR OPE | 965800 | PTCCB, PTACB: Compact NSX, Compact NS, Masterpact NT, NW <= 1000A, INS, ATNSX & ATS <=1000A, Vigirex - Accessories | 947100 | 1.974%
33810 | MX 024/030 VAC/VDC FOR DRAWOUT BREAKER | 9126700 | PTCCB, PTACB: DC - Compact NSX, Masterpact NT, NW <= 1000A, INS, ATNSX & ATS <=1000A, Vigirex - Accessories | 8947400 | 2.004%
33813 | MX 200/250 VAC/VDC FOR DRAWOUT BREAKER | 9126700 | PTCCB, PTACB: DC - Compact NSX, Masterpact NT, NW <= 1000A, INS, ATNSX & ATS <=1000A, Vigirex - Accessories | 8947400 | 2.004%
33815 | MX 380/480 VAC FOR DRAWOUT BREAKER | 9126700 | PTCCB, PTACB: Compact NSX, Compact NS, Masterpact NT, NW <= 1000A, INS, ATNSX & ATS <=1000A, Vigirex - Accessories | 8947400 | 2.004%
33819 | MN 024/030 VAC/VDC FOR DRAWOUT BREAKER | 9126700 | PTCCB, PTACB: DC - Compact NSX, Masterpact NT, NW <= 1000A, INS, ATNSX & ATS <=1000A, Vigirex - Accessories | 8947400 | 2.004%
33822 | MN 200/250 VAC/VDC FOR DRAWOUT BREAKER | 9218000 | PTCCB, PTACB: DC - Compact NSX, Masterpact NT, NW <= 1000A, INS, ATNSX & ATS <=1000A, Vigirex - Accessories | 9037600 | 1.996%
33824 | MN 380/480 VAC FOR DRAWOUT BREAKER | 9218000 | PTCCB, PTACB: Compact NSX, Compact NS, Masterpact NT, NW <= 1000A, INS, ATNSX & ATS <=1000A, Vigirex - Accessories | 9037600 | 1.996%
33863 | STANDARD BLACK DIRECT ROTARY HAN DLE | 3839000 | PTCCB, PTACB: Compact NSX, Compact NS, Masterpact NT, NW <= 1000A, INS, ATNSX & ATS <=1000A, Vigirex - Accessories | 3764200 | 1.987%
33878 | STANDARD EXTENDED ROTARY HANDLE | 7332600 | PTCCB, PTACB: Compact NSX, Compact NS, Masterpact NT, NW <= 1000A, INS, ATNSX & ATS <=1000A, Vigirex - Accessories | 7188500 | 2.005%
33890 | INTERLOCKING KIT FOR 2 BREAKERS WITH ROT | 5768400 | PTCCB, PTACB: Compact NSX, Compact NS, Masterpact NT, NW <= 1000A, INS, ATNSX & ATS <=1000A, Vigirex - Accessories | 5655100 | 2.004%
33912 | ROD-TYPE INTERLOCKING 2 FIXED BREAKERS | 15525400 | PTCCB, PTACB: Compact NSX, Compact NS, Masterpact NT, NW <= 1000A, INS, ATNSX & ATS <=1000A, Vigirex - Accessories | 15220700 | 2.002%
33913 | ROD-TYPE INTERLOCKING 2 DRAWOUT BREAKERS | 15525400 | PTCCB, PTACB: Compact NSX, Compact NS, Masterpact NT, NW <= 1000A, INS, ATNSX & ATS <=1000A, Vigirex - Accessories | 15220700 | 2.002%
34035 | EXTERNAL SENSOR FOR NEUTRAL OR EARTH FLT | 18414000 | PTCCB, PTACB: Compact NSX, Compact NS, Masterpact NT, NW <= 1000A, INS, ATNSX & ATS <=1000A, Vigirex - Accessories | 18053200 | 1.999%
34036 | EXTERNAL SENSOR FOR NEUTRAL OR EARTH FLT | 26196500 | PTCCB, PTACB: Compact NSX, Compact NS, Masterpact NT, NW <= 1000A, INS, ATNSX & ATS <=1000A, Vigirex - Accessories | 25682800 | 2%
41940 | RONIS LOCK 1351 (NS100/630- C1251/IN1000 | 1653300 | PTCCB, PTACB: Compact NSX, Compact NS, Masterpact NT, NW <= 1000A, INS, ATNSX & ATS <=1000A, Vigirex - Accessories | 1653300 | 0%
41950 | 2 RONIS LOCKS 1351(1 KEY) NS100/630 C801 | 3545300 | PTCCB, PTACB: Compact NSX, Compact NS, Masterpact NT, NW <= 1000A, INS, ATNSX & ATS <=1000A, Vigirex - Accessories | 3545300 | 0%
44936 | PADLOCKING DEVICE C125/C1251NHL | 525800 | PTCCB, PTACB: Compact NSX, Compact NS, Masterpact NT, NW <= 1000A, INS, ATNSX & ATS <=1000A, Vigirex - Accessories | 525800 | 0%
47280 | MICROLOGIC 2.0 E for MASTERPACT NT/NW fixed | 8486500 | Added value. Do not sell in loose component | 8486500 | 0%
47281 | MICROLOGIC 2.0 E for MASTERPACT NT withdrawable | 8486500 | Added value. Do not sell in loose component | 8486500 | 0%
47283 | MICROLOGIC 5.0 E for MASTERPACT NT/NW fixed | 9430300 | Added value. Do not sell in loose component | 9430300 | 0%
47284 | MICROLOGIC 5.0 E for MASTERPACT NT withdrawable | 9430300 | Added value. Do not sell in loose component | 9430300 | 0%
47285 | MICROLOGIC 5.0 A FOR FIXED | 7543800 | Added value. Do not sell in loose component | 7543800 | 0%
47286 | MICROLOGIC 6.0 A FOR FIXED BREAKER | 19512900 | Added value. Do not sell in loose component | 19512900 | 0%
47287 | MICROLOGIC 7.0 FOR FIXED | 27318500 | Added value. Do not sell in loose component | 27318500 | 0%
47288 | MICROLOGIC 6.0 E for MASTERPACT NT/NW fixed | 24392500 | Added value. Do not sell in loose component | 24392500 | 0%
47289 | MICROLOGIC 5.0 P FOR FIXED | 38912500 | Added value. Do not sell in loose component | 38912500 | 0%
47290 | MICROLOGIC 6.0 P FOR FIXED | 50883800 | Added value. Do not sell in loose component | 50883800 | 0%
47291 | MICROLOGIC 7.0 P FOR FIXED | 61061000 | Added value. Do not sell in loose component | 61061000 | 0%
47292 | MICROLOGIC 6.0 E for MASTERPACT NT withdrawable | 24392500 | Added value. Do not sell in loose component | 24392500 | 0%
47297 | MICROLOGIC 5.0 P FOR DRAWOUT | 38912500 | Added value. Do not sell in loose component | 38912500 | 0%
47298 | MICROLOGIC 6.0 P FOR DRAWOUT | 50883800 | Added value. Do not sell in loose component | 50883800 | 0%
47299 | MICROLOGIC 7.0 P FOR DRAWOUT | 61061000 | Added value. Do not sell in loose component | 61061000 | 0%
47342 | 1 READY-TO-CLOSE CONTACT FOR FIXED BREAK | 2426600 | PTCCB, PTACB: Compact NSX, Compact NS, Masterpact NT, NW <= 1000A, INS, ATNSX & ATS <=1000A, Vigirex - Accessories | 2426600 | 0%
47345 | REMOTE RESET 200/240 VAC FOR FIXED BREAK | 7971700 | PTCCB, PTACB: Compact NSX, Compact NS, Masterpact NT, NW <= 1000A, INS, ATNSX & ATS <=1000A, Vigirex - Accessories | 7971700 | 0%
47350 | XF 024/030 VAC/VDC FOR FIXED | 8949600 | PTCCB, PTACB: DC - Compact NSX, Masterpact NT, NW <= 1000A, INS, ATNSX & ATS <=1000A, Vigirex - Accessories | 8949600 | 0%
47353 | XF 200/250 VAC/VDC FOR FIXED BREAKER | 8949600 | PTCCB, PTACB: DC - Compact NSX, Masterpact NT, NW <= 1000A, INS, ATNSX & ATS <=1000A, Vigirex - Accessories | 8949600 | 0%
47355 | XF 380/480 VAC FOR FIXED | 8949600 | PTCCB, PTACB: Compact NSX, Compact NS, Masterpact NT, NW <= 1000A, INS, ATNSX & ATS <=1000A, Vigirex - Accessories | 8949600 | 0%
47360 | MX 024/030 VAC/VDC FOR FIXED BREAKER | 8949600 | PTCCB, PTACB: DC - Compact NSX, Masterpact NT, NW <= 1000A, INS, ATNSX & ATS <=1000A, Vigirex - Accessories | 8949600 | 0%
47363 | MX 200/250 VAC/VDC FOR FIXED BREAKER | 8949600 | PTCCB, PTACB: DC - Compact NSX, Masterpact NT, NW <= 1000A, INS, ATNSX & ATS <=1000A, Vigirex - Accessories | 8949600 | 0%
47365 | MX 380/480 VAC FOR FIXED | 8949600 | PTCCB, PTACB: Compact NSX, Compact NS, Masterpact NT, NW <= 1000A, INS, ATNSX & ATS <=1000A, Vigirex - Accessories | 8949600 | 0%
47370 | 2ND MX 024/030 VAC/VDC FOR | 8949600 | PTCCB, PTACB: DC - Compact NSX, Masterpact NT, NW <= 1000A, INS, ATNSX & ATS <=1000A, Vigirex - Accessories | 8949600 | 0%
47373 | 2ND MX 200/250 VAC/VDC FOR FIXED BREAKER | 8949600 | PTCCB, PTACB: DC - Compact NSX, Masterpact NT, NW <= 1000A, INS, ATNSX & ATS <=1000A, Vigirex - Accessories | 8949600 | 0%
47375 | 2ND MX 380/480 VAC FOR FIXED | 8949600 | PTCCB, PTACB: Compact NSX, Compact NS, Masterpact NT, NW <= 1000A, INS, ATNSX & ATS <=1000A, Vigirex - Accessories | 8949600 | 0%
47380 | MN 024/030 VAC/VDC FOR FIXED BREAKER | 8949600 | PTCCB, PTACB: DC - Compact NSX, Masterpact NT, NW <= 1000A, INS, ATNSX & ATS <=1000A, Vigirex - Accessories | 8949600 | 0%
47383 | MN 200/250 VAC/VDC FOR FIXED BREAKER | 8949600 | PTCCB, PTACB: DC - Compact NSX, Masterpact NT, NW <= 1000A, INS, ATNSX & ATS <=1000A, Vigirex - Accessories | 8949600 | 0%
47385 | MN 380/480 VAC FOR FIXED | 8949600 | PTCCB, PTACB: Compact NSX, Compact NS, Masterpact NT, NW <= 1000A, INS, ATNSX & ATS <=1000A, Vigirex - Accessories | 8949600 | 0%
47390 | Motor Mechanism MCH 24VDC | 24388100 | PTCCB, PTACB: DC - Compact NSX, Masterpact NT, NW <= 1000A, INS, ATNSX & ATS <=1000A, Vigirex - Accessories | 24388100 | 0%
47396 | GEAR MOTOR 200/240 VAC FOR FIXED BREAKER | 24388100 | PTCCB, PTACB: Compact NSX, Compact NS, Masterpact NT, NW <= 1000A, INS, ATNSX & ATS <=1000A, Vigirex - Accessories | 24388100 | 0%
47400 | GEAR MOTOR 440/480 VAC FOR | 24388100 | PTCCB, PTACB: Compact NSX, Compact NS, Masterpact NT, NW <= 1000A, INS, ATNSX & ATS <=1000A, Vigirex - Accessories | 24388100 | 0%
47432 | READY-TO-CLOSE CONTACT FOR DRAWOUT BREAK | 2426600 | PTCCB, PTACB: Compact NSX, Compact NS, Masterpact NT, NW <= 1000A, INS, ATNSX & ATS <=1000A, Vigirex - Accessories | 2426600 | 0%
47440 | XF 024/030 VAC/VDC FOR DRAWOUT | 8949600 | PTCCB, PTACB: DC - Compact NSX, Masterpact NT, NW <= 1000A, INS, ATNSX & ATS <=1000A, Vigirex - Accessories | 8949600 | 0%
47443 | XF 200/250 VAC/VDC FOR DRAWOUT BREAKER | 8949600 | PTCCB, PTACB: DC - Compact NSX, Masterpact NT, NW <= 1000A, INS, ATNSX & ATS <=1000A, Vigirex - Accessories | 8949600 | 0%
47445 | XF 380/480 VAC FOR DRAWOUT | 8949600 | PTCCB, PTACB: Compact NSX, Compact NS, Masterpact NT, NW <= 1000A, INS, ATNSX & ATS <=1000A, Vigirex - Accessories | 8949600 | 0%
47450 | 2ND MX 024/030 VAC/VDC FOR | 8949600 | PTCCB, PTACB: DC - Compact NSX, Masterpact NT, NW <= 1000A, INS, ATNSX & ATS <=1000A, Vigirex - Accessories | 8949600 | 0%
47453 | 2ND MX 200/250 VAC/VDC FOR DRAWOUT BREAK | 8949600 | PTCCB, PTACB: DC - Compact NSX, Masterpact NT, NW <= 1000A, INS, ATNSX & ATS <=1000A, Vigirex - Accessories | 8949600 | 0%
47455 | 2ND MX 380/480 VAC FOR DRAWOUT | 8949600 | PTCCB, PTACB: Compact NSX, Compact NS, Masterpact NT, NW <= 1000A, INS, ATNSX & ATS <=1000A, Vigirex - Accessories | 8949600 | 0%
47460 | GEAR MOTOR 024/030 VDC FOR | 24388100 | PTCCB, PTACB: DC - Compact NSX, Masterpact NT, NW <= 1000A, INS, ATNSX & ATS <=1000A, Vigirex - Accessories | 24388100 | 0%
47466 | GEAR MOTOR 200/240 VAC FOR DRAWOUT BREAK | 24388100 | PTCCB, PTACB: Compact NSX, Compact NS, Masterpact NT, NW <= 1000A, INS, ATNSX & ATS <=1000A, Vigirex - Accessories | 24388100 | 0%
47468 | GEAR MOTOR 277/415 VAC FOR | 24388100 | PTCCB, PTACB: Compact NSX, Compact NS, Masterpact NT, NW <= 1000A, INS, ATNSX & ATS <=1000A, Vigirex - Accessories | 24388100 | 0%
47512 | BPFE ELECTRICAL CLOSING PUSHBUTTON | 5179900 | PTCCB, PTACB: Compact NSX, Compact NS, Masterpact NT, NW <= 1000A, INS, ATNSX & ATS <=1000A, Vigirex - Accessories | 5179900 | 0%
47926 | CABLE-TYPE INTERLOCK PLATE FOR FIXED OR | 6999300 | PTCCB, PTACB: Compact NSX, Compact NS, Masterpact NT, NW <= 1000A, INS, ATNSX & ATS <=1000A, Vigirex - Accessories | 6999300 | 0%
48182 | EXTERNAL SENSOR FOR NEUTRAL OR EARTH FLT | 40541600 | PTCCB, PTACB: Compact NSX, Compact NS, Masterpact NT, NW <= 1000A, INS, ATNSX & ATS <=1000A, Vigirex - Accessories | 40541600 | 0%
48198 | BLOCK OF 4 OF CONTACTS FOR FIXED BREAKER | 2676300 | PTCCB, PTACB: Compact NSX, Compact NS, Masterpact NT, NW <= 1000A, INS, ATNSX & ATS <=1000A, Vigirex - Accessories | 2676300 | 0%
48203 | REMOTE RESET 200/240 VAC FOR FIXED BREAK | 4379100 | PTCCB, PTACB: Compact NSX, Compact NS, Masterpact NT, NW <= 1000A, INS, ATNSX & ATS <=1000A, Vigirex - Accessories | 4379100 | 0%
48206 | GEAR MOTOR 024/030 VDC FOR | 24388100 | PTCCB, PTACB: DC - Compact NSX, Masterpact NT, NW <= 1000A, INS, ATNSX & ATS <=1000A, Vigirex - Accessories | 24388100 | 0%
48212 | GEAR MOTOR 200/240 VAC FOR FIXED BREAKER | 24388100 | PTCCB, PTACB: Compact NSX, Compact NS, Masterpact NT, NW <= 1000A, INS, ATNSX & ATS <=1000A, Vigirex - Accessories | 24388100 | 0%
48214 | GEAR MOTOR 380/415 VAC FOR | 24388100 | PTCCB, PTACB: Compact NSX, Compact NS, Masterpact NT, NW <= 1000A, INS, ATNSX & ATS <=1000A, Vigirex - Accessories | 24388100 | 0%
48360 | MICROLOGIC 5.0 A FOR DRAWOUT BREAKER | 7543800 | Added value. Do not sell in loose component | 7543800 | 0%
48361 | MICROLOGIC 6.0 A FOR DRAWOUT BREAKER | 19512900 | Added value. Do not sell in loose component | 19512900 | 0%
48362 | MICROLOGIC 7.0 A FOR DRAWOUT | 27318500 | Added value. Do not sell in loose component | 27318500 | 0%
48363 | MICROLOGIC 5.0 P FOR DRAWOUT BREAKER | 38912500 | Added value. Do not sell in loose component | 38912500 | 0%
48364 | MICROLOGIC 6.0 P FOR DRAWOUT | 50883800 | Added value. Do not sell in loose component | 50883800 | 0%
48365 | MICROLOGIC 7.0 P FOR DRAWOUT | 61061000 | Added value. Do not sell in loose component | 61061000 | 0%
48468 | BLOCK OF 4 OF CONTACTS FOR DRAWOUT BREAK | 2676300 | PTCCB, PTACB: Compact NSX, Compact NS, Masterpact NT, NW <= 1000A, INS, ATNSX & ATS <=1000A, Vigirex - Accessories | 2676300 | 0%
48469 | 1 READY-TO-CLOSE CONTACT FOR NW/NT D/O | 2426600 | PTCCB, PTACB: Compact NSX, Compact NS, Masterpact NT, NW <= 1000A, INS, ATNSX & ATS <=1000A, Vigirex - Accessories | 2426600 | 0%
48473 | REMOTE RESET 200/250 VAC FOR | 4379100 | PTCCB, PTACB: Compact NSX, Compact NS, Masterpact NT, NW <= 1000A, INS, ATNSX & ATS <=1000A, Vigirex - Accessories | 4379100 | 0%
48481 | XF 024/030 VAC/VDC FOR DRAWOUT BREAKER | 8949600 | PTCCB, PTACB: DC - Compact NSX, Masterpact NT, NW <= 1000A, INS, ATNSX & ATS <=1000A, Vigirex - Accessories | 8949600 | 0%
48484 | XF 200/250 VAC/VDC FOR DRAWOUT BREAKER | 8949600 | PTCCB, PTACB: DC - Compact NSX, Masterpact NT, NW <= 1000A, INS, ATNSX & ATS <=1000A, Vigirex - Accessories | 8949600 | 0%
48486 | XF 380/480 VAC FOR DRAWOUT | 8949600 | PTCCB, PTACB: Compact NSX, Compact NS, Masterpact NT, NW <= 1000A, INS, ATNSX & ATS <=1000A, Vigirex - Accessories | 8949600 | 0%
48491 | MX 024/030 VAC/VDC FOR DRAWOUT BREAKER | 8949600 | PTCCB, PTACB: DC - Compact NSX, Masterpact NT, NW <= 1000A, INS, ATNSX & ATS <=1000A, Vigirex - Accessories | 8949600 | 0%
48494 | MX 200/250 VAC/VDC FOR DRAWOUT BREAKER | 8949600 | PTCCB, PTACB: DC - Compact NSX, Masterpact NT, NW <= 1000A, INS, ATNSX & ATS <=1000A, Vigirex - Accessories | 8949600 | 0%
48496 | MX 380/480 VAC FOR DRAWOUT | 8949600 | PTCCB, PTACB: Compact NSX, Compact NS, Masterpact NT, NW <= 1000A, INS, ATNSX & ATS <=1000A, Vigirex - Accessories | 8949600 | 0%
48498 | MICROLOGIC 2.0 E for MASTERPACT NW withdrawable | 8741700 | Added value. Do not sell in loose component | 8741700 | 0%
48499 | MICROLOGIC 5.0 E for MASTERPACT NW withdrawable | 9713000 | Added value. Do not sell in loose component | 9713000 | 0%
48500 | MICROLOGIC 6.0 E for MASTERPACT NW withdrawable | 25124000 | Added value. Do not sell in loose component | 25124000 | 0%
48501 | MN 024/030 VAC/VDC FOR DRAWOUT BREAKER | 8949600 | PTCCB, PTACB: DC - Compact NSX, Masterpact NT, NW <= 1000A, INS, ATNSX & ATS <=1000A, Vigirex - Accessories | 8949600 | 0%
48504 | MN 200/250 VAC/VDC FOR DRAWOUT BREAKER | 8949600 | PTCCB, PTACB: DC - Compact NSX, Masterpact NT, NW <= 1000A, INS, ATNSX & ATS <=1000A, Vigirex - Accessories | 8949600 | 0%
48506 | MN 380/480 VAC FOR DRAWOUT | 8949600 | PTCCB, PTACB: Compact NSX, Compact NS, Masterpact NT, NW <= 1000A, INS, ATNSX & ATS <=1000A, Vigirex - Accessories | 8949600 | 0%
48511 | 2ND MX 024/030 VAC/VDC FOR | 8949600 | PTCCB, PTACB: DC - Compact NSX, Masterpact NT, NW <= 1000A, INS, ATNSX & ATS <=1000A, Vigirex - Accessories | 8949600 | 0%
48514 | 2ND MX 200/250 VAC/VDC FOR DRAWOUT BREAK | 8949600 | PTCCB, PTACB: DC - Compact NSX, Masterpact NT, NW <= 1000A, INS, ATNSX & ATS <=1000A, Vigirex - Accessories | 8949600 | 0%
48516 | 2ND MX 380/480 VAC FOR DRAWOUT | 8949600 | PTCCB, PTACB: Compact NSX, Compact NS, Masterpact NT, NW <= 1000A, INS, ATNSX & ATS <=1000A, Vigirex - Accessories | 8949600 | 0%
48521 | GEAR MOTOR 024/030 VDC FOR DRAWOUT BREAK | 24388100 | PTCCB, PTACB: DC - Compact NSX, Masterpact NT, NW <= 1000A, INS, ATNSX & ATS <=1000A, Vigirex - Accessories | 24388100 | 0%
48527 | GEAR MOTOR 200/240 VAC FOR DRAWOUT BREAK | 24388100 | PTCCB, PTACB: Compact NSX, Compact NS, Masterpact NT, NW <= 1000A, INS, ATNSX & ATS <=1000A, Vigirex - Accessories | 24388100 | 0%
48529 | GEAR MOTOR 380/415 VAC FOR | 24388100 | PTCCB, PTACB: Compact NSX, Compact NS, Masterpact NT, NW <= 1000A, INS, ATNSX & ATS <=1000A, Vigirex - Accessories | 24388100 | 0%
48534 | BPFE ELECTRICAL CLOSING PUSHBUTTON | 2072400 | PTCCB, PTACB: Compact NSX, Compact NS, Masterpact NT, NW <= 1000A, INS, ATNSX & ATS <=1000A, Vigirex - Accessories | 2072400 | 0%
48579 | DOOR INTERLOCK (RIGHT-HAND SIDE OF CHASS | 2486000 | PTCCB, PTACB: Compact NSX, Compact NS, Masterpact NT, NW <= 1000A, INS, ATNSX & ATS <=1000A, Vigirex - Accessories | 2486000 | 0%
48580 | DOOR INTERLOCK (LEFT-HAND SIDE OF CHASSI | 2748900 | PTCCB, PTACB: Compact NSX, Compact NS, Masterpact NT, NW <= 1000A, INS, ATNSX & ATS <=1000A, Vigirex - Accessories | 2748900 | 0%
48582 | RACKING INTERLOCK (LOCKOUT WITH DOOR OPE | 947100 | PTCCB, PTACB: Compact NSX, Compact NS, Masterpact NT, NW <= 1000A, INS, ATNSX & ATS <=1000A, Vigirex - Accessories | 947100 | 0%
48601 | ESCUTCHEON FOR FIXED BREAKER | 1390400 | PTCCB, PTACB: Compact NSX, Compact NS, Masterpact NT, NW <= 1000A, INS, ATNSX & ATS <=1000A, Vigirex - Accessories | 1390400 | 0%
48603 | ESCUTCHEON FOR DRAWOUT BREAKER | 1623600 | PTCCB, PTACB: Compact NSX, Compact NS, Masterpact NT, NW <= 1000A, INS, ATNSX & ATS <=1000A, Vigirex - Accessories | 1623600 | 0%
48604 | TRANSPARENT COVER FOR ESCUTCHEON ON DRAW | 14082200 | PTCCB, PTACB: Compact NSX, Compact NS, Masterpact NT, NW <= 1000A, INS, ATNSX & ATS <=1000A, Vigirex - Accessories | 14082200 | 0%
48605 | ESCUTCHEON BLANKING PLATE | 2923800 | PTCCB, PTACB: Compact NSX, Compact NS, Masterpact NT, NW <= 1000A, INS, ATNSX & ATS <=1000A, Vigirex - Accessories | 2923800 | 0%
48608 | CABLETYPE INTERLOC. 3 FI OR D/O BREAKERS | 38110600 | PTCCB, PTACB: Compact NSX, Compact NS, Masterpact NT, NW <= 1000A, INS, ATNSX & ATS <=1000A, Vigirex - Accessories | 38110600 | 0%
48609 | CABLETYPE INTERLOC. 3 FI OR D/O BREAKERS | 38110600 | PTCCB, PTACB: Compact NSX, Compact NS, Masterpact NT, NW <= 1000A, INS, ATNSX & ATS <=1000A, Vigirex - Accessories | 38110600 | 0%
48610 | CABLETYPE INTERLOC. 3 FI OR D/O BREAKERS | 38110600 | PTCCB, PTACB: Compact NSX, Compact NS, Masterpact NT, NW <= 1000A, INS, ATNSX & ATS <=1000A, Vigirex - Accessories | 38110600 | 0%
48612 | ROD-TYPE INTERLOCKING FOR 2 FIXED OR DRA | 15074400 | PTCCB, PTACB: Compact NSX, Compact NS, Masterpact NT, NW <= 1000A, INS, ATNSX & ATS <=1000A, Vigirex - Accessories | 15074400 | 0%
48891 | MDGF SUMMING MODULE | 26233900 | PTCCB, PTACB: Compact NSX, Compact NS, Masterpact NT, NW <= 1000A, INS, ATNSX & ATS <=1000A, Vigirex - Accessories | 26233900 | 0%
54655 | ADAPTATION KIT UA/BA | 6837600 | PTCCB, PTACB: Compact NSX, Compact NS, Masterpact NT, NW <= 1000A, INS, ATNSX & ATS <=1000A, Vigirex - Accessories | 6837600 | 0%
65290 | MICROLOGIC 5.0 P FOR FIXED COMPACT NS | 38912500 | Added value. Do not sell in loose component | 38912500 | 0%
65291 | MICROLOGIC 6.0 P FOR FIXED COMPACT NS | 50883800 | Added value. Do not sell in loose component | 50883800 | 0%
65292 | MICROLOGIC 7.0 P FOR FIXED COMPACT NS | 61061000 | Added value. Do not sell in loose component | 61061000 | 0%
65293 | MICROLOGIC 5.0 P FOR DRAWOUT BREAKER COM | 38912500 | Added value. Do not sell in loose component | 38912500 | 0%
65294 | MICROLOGIC 6.0 P FOR DRAWOUT BREAKER COM | 50883800 | Added value. Do not sell in loose component | 50883800 | 0%
65295 | MICROLOGIC 7.0 P FOR DRAWOUT BREAKER COM | 61061000 | Added value. Do not sell in loose component | 61061000 | 0%
65305 | MICROLOGIC 5.0 A FOR NT DRAWOUT BREAKER | 7543800 | Added value. Do not sell in loose component | 7543800 | 0%
65306 | MICROLOGIC 6.0 A FOR NT DRAWOUT BREAKER | 19512900 | Added value. Do not sell in loose component | 19512900 | 0%
65307 | MICROLOGIC 7.0 A FOR NT DRAWOUT BREAKER | 27318500 | Added value. Do not sell in loose component | 27318500 | 0%
ATSNS06bH3E2 | ATS NS 630A-B H 3P ELE MLOGIC 2 | 238214900 | PTCCB, PTACB: Compact NSX, Compact NS, Masterpact NT, NW <= 1000A, INS, ATNSX & ATS <=1000A, Vigirex - Accessories | 233544300 | 2%
ATSNS06bH4E2 | ATS NS 630A-B H 4P ELE MLOGIC 2 | 282131300 | PTCCB, PTACB: Compact NSX, Compact NS, Masterpact NT, NW <= 1000A, INS, ATNSX & ATS <=1000A, Vigirex - Accessories | 276599400 | 2%
ATSNS06bN3E2 | ATS NS 630A-B N 3P ELE MLOGIC 2 | 224991800 | PTCCB, PTACB: Compact NSX, Compact NS, Masterpact NT, NW <= 1000A, INS, ATNSX & ATS <=1000A, Vigirex - Accessories | 220579700 | 2%
ATSNS06bN4E2 | ATS NS 630A-B N 4P ELE MLOGIC 2 | 258566000 | PTCCB, PTACB: Compact NSX, Compact NS, Masterpact NT, NW <= 1000A, INS, ATNSX & ATS <=1000A, Vigirex - Accessories | 253496100 | 2%
ATSNS080H3E2 | ATS NS 800A H 3P ELE MLOGIC 2 | 243883200 | PTCCB, PTACB: Compact NSX, Compact NS, Masterpact NT, NW <= 1000A, INS, ATNSX & ATS <=1000A, Vigirex - Accessories | 239101500 | 2%
ATSNS080H4E2 | ATS NS 800A H 4P ELE MLOGIC 2 | 291226100 | PTCCB, PTACB: Compact NSX, Compact NS, Masterpact NT, NW <= 1000A, INS, ATNSX & ATS <=1000A, Vigirex - Accessories | 285516000 | 2%
ATSNS080N3E2 | ATS NS 800A N 3P ELE MLOGIC 2 | 233366100 | PTCCB, PTACB: Compact NSX, Compact NS, Masterpact NT, NW <= 1000A, INS, ATNSX & ATS <=1000A, Vigirex - Accessories | 228790100 | 2%
ATSNS080N4E2 | ATS NS 800A N 4P ELE MLOGIC 2 | 271390900 | PTCCB, PTACB: Compact NSX, Compact NS, Masterpact NT, NW <= 1000A, INS, ATNSX & ATS <=1000A, Vigirex - Accessories | 266069100 | 2%
ATSNS100H3E2 | ATS NS 1000A H 3P ELE MLOGIC 2 | 262409400 | PTCCB, PTACB: Compact NSX, Compact NS, Masterpact NT, NW <= 1000A, INS, ATNSX & ATS <=1000A, Vigirex - Accessories | 257263600 | 2%
ATSNS100H4E2 | ATS NS 1000A H 4P ELE MLOGIC 2 | 306139900 | PTCCB, PTACB: Compact NSX, Compact NS, Masterpact NT, NW <= 1000A, INS, ATNSX & ATS <=1000A, Vigirex - Accessories | 300137200 | 2%
ATSNS100N3E2 | ATS NS 1000A N 3P ELE MLOGIC 2 | 239398500 | PTCCB, PTACB: Compact NSX, Compact NS, Masterpact NT, NW <= 1000A, INS, ATNSX & ATS <=1000A, Vigirex - Accessories | 234704800 | 2%
ATSNS100N4E2 | ATS NS 1000A N 4P ELE MLOGIC 2 | 285898800 | PTCCB, PTACB: Compact NSX, Compact NS, Masterpact NT, NW <= 1000A, INS, ATNSX & ATS <=1000A, Vigirex - Accessories | 280293200 | 2%
ATSNS125H3E2 | ATS NS 1250A H 3P ELE MLOGIC 2 | 305551400 | PTCCB, PTACB: Compact NS> 1000A, Masterpact NT, NW > 1000A and ATS >1000A | 299559700 | 2%
ATSNS125H4E2 | ATS NS 1250A H 4P ELE MLOGIC 2 | 363761200 | PTCCB, PTACB: Compact NS> 1000A, Masterpact NT, NW > 1000A and ATS >1000A | 356628800 | 2%
ATSNS125N3E2 | ATS NS 1250A N 3P ELE MLOGIC 2 | 286917400 | PTCCB, PTACB: Compact NS> 1000A, Masterpact NT, NW > 1000A and ATS >1000A | 281292000 | 2%
ATSNS125N4E2 | ATS NS 1250A N 4P ELE MLOGIC 2 | 347383300 | PTCCB, PTACB: Compact NS> 1000A, Masterpact NT, NW > 1000A and ATS >1000A | 340572100 | 2%
ATSNS160H3E2 | ATS NS 1600A H 3P ELE MLOGIC 2 | 340865800 | PTCCB, PTACB: Compact NS> 1000A, Masterpact NT, NW > 1000A and ATS >1000A | 334182200 | 2%
ATSNS160H4E2 | ATS NS 1600A H 4P ELE MLOGIC 2 | 412008300 | PTCCB, PTACB: Compact NS> 1000A, Masterpact NT, NW > 1000A and ATS >1000A | 403929900 | 2%
ATSNS160N3E2 | ATS NS 1600A N 3P ELE MLOGIC 2 | 318760200 | PTCCB, PTACB: Compact NS> 1000A, Masterpact NT, NW > 1000A and ATS >1000A | 312510000 | 2%
ATSNS160N4E2 | ATS NS 1600A N 4P ELE MLOGIC 2 | 391623100 | PTCCB, PTACB: Compact NS> 1000A, Masterpact NT, NW > 1000A and ATS >1000A | 383944000 | 2%
ATSNSX010F3FTM | ATS NSX 100A F-3P FIX TM-D | 65101300 | PTCCB, PTACB: Compact NSX, Compact NS, Masterpact NT, NW <= 1000A, INS, ATNSX & ATS <=1000A, Vigirex - Accessories | 63825300 | 1.999%
ATSNSX010F4FTM | ATS NSX 100A F-4P FIX TM-D | 70439600 | PTCCB, PTACB: Compact NSX, Compact NS, Masterpact NT, NW <= 1000A, INS, ATNSX & ATS <=1000A, Vigirex - Accessories | 69058000 | 2.001%
ATSNSX010H3FTM | ATS NSX 100A H-3P FIX TM-D | 67419000 | PTCCB, PTACB: Compact NSX, Compact NS, Masterpact NT, NW <= 1000A, INS, ATNSX & ATS <=1000A, Vigirex - Accessories | 66096800 | 2%
ATSNSX010H4FTM | ATS NSX 100A H-4P FIX TM-D | 72119300 | PTCCB, PTACB: Compact NSX, Compact NS, Masterpact NT, NW <= 1000A, INS, ATNSX & ATS <=1000A, Vigirex - Accessories | 70704700 | 2.001%
ATSNSX016F3FTM | ATS NSX 160A F-3P FIX TM-D | 70493500 | PTCCB, PTACB: Compact NSX, Compact NS, Masterpact NT, NW <= 1000A, INS, ATNSX & ATS <=1000A, Vigirex - Accessories | 69110800 | 2.001%
ATSNSX016F4FTM | ATS NSX 160A F-4P FIX TM-D | 77566500 | PTCCB, PTACB: Compact NSX, Compact NS, Masterpact NT, NW <= 1000A, INS, ATNSX & ATS <=1000A, Vigirex - Accessories | 76045200 | 2.001%
ATSNSX016H3FTM | ATS NSX 160A H-3P FIX TM-D | 75197100 | PTCCB, PTACB: Compact NSX, Compact NS, Masterpact NT, NW <= 1000A, INS, ATNSX & ATS <=1000A, Vigirex - Accessories | 73723100 | 1.999%
ATSNSX016H4FTM | ATS NSX 160A H-4P FIX TM-D | 80213100 | PTCCB, PTACB: Compact NSX, Compact NS, Masterpact NT, NW <= 1000A, INS, ATNSX & ATS <=1000A, Vigirex - Accessories | 78640100 | 2%
ATSNSX025F3FTM | ATS NSX 250F 3P TRIP UNIT TM250D | 80012900 | PTCCB, PTACB: Compact NSX, Compact NS, Masterpact NT, NW <= 1000A, INS, ATNSX & ATS <=1000A, Vigirex - Accessories | 78444300 | 2%
ATSNSX025F4FTM | ATS NSX 250A F-4P FIX TM-D | 89284800 | PTCCB, PTACB: Compact NSX, Compact NS, Masterpact NT, NW <= 1000A, INS, ATNSX & ATS <=1000A, Vigirex - Accessories | 87533600 | 2.001%
ATSNSX025H3FTM | ATS NSX 250A H-3P FIX TM-D | 85831900 | PTCCB, PTACB: Compact NSX, Compact NS, Masterpact NT, NW <= 1000A, INS, ATNSX & ATS <=1000A, Vigirex - Accessories | 84148900 | 2%
ATSNSX025H4FTM | ATS NSX 250A H-4P FIX TM-D | 96783500 | PTCCB, PTACB: Compact NSX, Compact NS, Masterpact NT, NW <= 1000A, INS, ATNSX & ATS <=1000A, Vigirex - Accessories | 94886000 | 2%
ATSNSX040H3FMI2 | ATS NSX 400A H-3P FIX SE | 133551000 | PTCCB, PTACB: Compact NSX, Compact NS, Masterpact NT, NW <= 1000A, INS, ATNSX & ATS <=1000A, Vigirex - Accessories | 130931900 | 2%
ATSNSX040H4FMI2 | ATS NSX 400A H-4P FIX SE | 141840600 | PTCCB, PTACB: Compact NSX, Compact NS, Masterpact NT, NW <= 1000A, INS, ATNSX & ATS <=1000A, Vigirex - Accessories | 139059800 | 2%
ATSNSX040N3FMI2 | ATS NSX 400A N-3P FIX SE | 127666000 | PTCCB, PTACB: Compact NSX, Compact NS, Masterpact NT, NW <= 1000A, INS, ATNSX & ATS <=1000A, Vigirex - Accessories | 125162400 | 2%
ATSNSX040N4FMI2 | ATS NSX 400A N-4P FIX SE | 136853200 | PTCCB, PTACB: Compact NSX, Compact NS, Masterpact NT, NW <= 1000A, INS, ATNSX & ATS <=1000A, Vigirex - Accessories | 134170300 | 2%
ATSNSX063H3FMI2 | ATS NSX 630A H-3P FIX SE | 148109500 | PTCCB, PTACB: Compact NSX, Compact NS, Masterpact NT, NW <= 1000A, INS, ATNSX & ATS <=1000A, Vigirex - Accessories | 145205500 | 2%
ATSNSX063H4FMI2 | ATS NSX 630A H-4P FIX SE | 167823700 | PTCCB, PTACB: Compact NSX, Compact NS, Masterpact NT, NW <= 1000A, INS, ATNSX & ATS <=1000A, Vigirex - Accessories | 164532500 | 2%
ATSNSX063N3FMI2 | ATS NSX 630A N-3P FIX SE | 141486400 | PTCCB, PTACB: Compact NSX, Compact NS, Masterpact NT, NW <= 1000A, INS, ATNSX & ATS <=1000A, Vigirex - Accessories | 138712200 | 2%
ATSNSX063N4FMI2 | ATS NSX 630A N-4P FIX SE | 153751400 | PTCCB, PTACB: Compact NSX, Compact NS, Masterpact NT, NW <= 1000A, INS, ATNSX & ATS <=1000A, Vigirex - Accessories | 150736300 | 2%
CA2KN22B7 | K CONTROL RELAY 2NO 2NC 24V AC COIL | 751300 | PTCTR: Contactor D>18A, LC2D***, Contactor F, K, TESYS U; Capacitor Contactor ; EOCR; Overload relays, Control Relays, ElectromagneticRelay; Motor CB except range GV2ME; Accessories | 729300 | 3.017%
CA2KN22E7 | ELECTROMAGNETIC RELAY | 751300 | PTCTR: Contactor D>18A, LC2D***, Contactor F, K, TESYS U; Capacitor Contactor ; EOCR; Overload relays, Control Relays, ElectromagneticRelay; Motor CB except range GV2ME; Accessories | 729300 | 3.017%
CA2KN22F7 | ELECTROMAGNETIC RELAY | 751300 | PTCTR: Contactor D>18A, LC2D***, Contactor F, K, TESYS U; Capacitor Contactor ; EOCR; Overload relays, Control Relays, ElectromagneticRelay; Motor CB except range GV2ME; Accessories | 729300 | 3.017%
CA2KN22M7 | K CONTROL RELAY 2NO 2NC 220V AC COIL | 751300 | PTCTR: Contactor D>18A, LC2D***, Contactor F, K, TESYS U; Capacitor Contactor ; EOCR; Overload relays, Control Relays, ElectromagneticRelay; Motor CB except range GV2ME; Accessories | 729300 | 3.017%
CA2KN22P7 | ELECTROMAGNETIC RELAY | 751300 | PTCTR: Contactor D>18A, LC2D***, Contactor F, K, TESYS U; Capacitor Contactor ; EOCR; Overload relays, Control Relays, ElectromagneticRelay; Motor CB except range GV2ME; Accessories | 729300 | 3.017%
CA2KN22Q7 | ELECTROMAGNETIC RELAY | 751300 | PTCTR: Contactor D>18A, LC2D***, Contactor F, K, TESYS U; Capacitor Contactor ; EOCR; Overload relays, Control Relays, ElectromagneticRelay; Motor CB except range GV2ME; Accessories | 729300 | 3.017%
CA2KN22R7 | ELECTROMAGNETIC RELAY | 751300 | PTCTR: Contactor D>18A, LC2D***, Contactor F, K, TESYS U; Capacitor Contactor ; EOCR; Overload relays, Control Relays, ElectromagneticRelay; Motor CB except range GV2ME; Accessories | 729300 | 3.017%
CA2KN22U7 | ELECTROMAGNETIC RELAY | 751300 | PTCTR: Contactor D>18A, LC2D***, Contactor F, K, TESYS U; Capacitor Contactor ; EOCR; Overload relays, Control Relays, ElectromagneticRelay; Motor CB except range GV2ME; Accessories | 729300 | 3.017%
CA2KN31B7 | ELECTROMAGNETIC RELAY | 751300 | PTCTR: Contactor D>18A, LC2D***, Contactor F, K, TESYS U; Capacitor Contactor ; EOCR; Overload relays, Control Relays, ElectromagneticRelay; Motor CB except range GV2ME; Accessories | 729300 | 3.017%
CA2KN31E7 | K CONTROL RELAY 3NO 1NC 48V AC COIL | 751300 | PTCTR: Contactor D>18A, LC2D***, Contactor F, K, TESYS U; Capacitor Contactor ; EOCR; Overload relays, Control Relays, ElectromagneticRelay; Motor CB except range GV2ME; Accessories | 729300 | 3.017%
CA2KN31F7 | K CONTROL RELAY 3NO 1NC 110V AC COIL | 751300 | PTCTR: Contactor D>18A, LC2D***, Contactor F, K, TESYS U; Capacitor Contactor ; EOCR; Overload relays, Control Relays, ElectromagneticRelay; Motor CB except range GV2ME; Accessories | 729300 | 3.017%
CA2KN31M7 | ELECTROMAGNETIC RELAY | 751300 | PTCTR: Contactor D>18A, LC2D***, Contactor F, K, TESYS U; Capacitor Contactor ; EOCR; Overload relays, Control Relays, ElectromagneticRelay; Motor CB except range GV2ME; Accessories | 729300 | 3.017%
CA2KN31N7 | ELECTROMAGNETIC RELAY | 751300 | PTCTR: Contactor D>18A, LC2D***, Contactor F, K, TESYS U; Capacitor Contactor ; EOCR; Overload relays, Control Relays, ElectromagneticRelay; Motor CB except range GV2ME; Accessories | 729300 | 3.017%
CA2KN31P7 | ELECTROMAGNETIC RELAY | 751300 | PTCTR: Contactor D>18A, LC2D***, Contactor F, K, TESYS U; Capacitor Contactor ; EOCR; Overload relays, Control Relays, ElectromagneticRelay; Motor CB except range GV2ME; Accessories | 729300 | 3.017%
CA2KN31Q7 | ELECTROMAGNETIC RELAY | 751300 | PTCTR: Contactor D>18A, LC2D***, Contactor F, K, TESYS U; Capacitor Contactor ; EOCR; Overload relays, Control Relays, ElectromagneticRelay; Motor CB except range GV2ME; Accessories | 729300 | 3.017%
CA2KN31R7 | ELECTROMAGNETIC RELAY | 751300 | PTCTR: Contactor D>18A, LC2D***, Contactor F, K, TESYS U; Capacitor Contactor ; EOCR; Overload relays, Control Relays, ElectromagneticRelay; Motor CB except range GV2ME; Accessories | 729300 | 3.017%
CA2KN31U7 | ELECTROMAGNETIC RELAY | 751300 | PTCTR: Contactor D>18A, LC2D***, Contactor F, K, TESYS U; Capacitor Contactor ; EOCR; Overload relays, Control Relays, ElectromagneticRelay; Motor CB except range GV2ME; Accessories | 729300 | 3.017%
CA2KN40B7 | ELECTROMAGNETIC RELAY | 751300 | PTCTR: Contactor D>18A, LC2D***, Contactor F, K, TESYS U; Capacitor Contactor ; EOCR; Overload relays, Control Relays, ElectromagneticRelay; Motor CB except range GV2ME; Accessories | 729300 | 3.017%
CA2KN40D7 | ELECTROMAGNETIC RELAY | 751300 | PTCTR: Contactor D>18A, LC2D***, Contactor F, K, TESYS U; Capacitor Contactor ; EOCR; Overload relays, Control Relays, ElectromagneticRelay; Motor CB except range GV2ME; Accessories | 729300 | 3.017%
CA2KN40E7 | ELECTROMAGNETIC RELAY | 751300 | PTCTR: Contactor D>18A, LC2D***, Contactor F, K, TESYS U; Capacitor Contactor ; EOCR; Overload relays, Control Relays, ElectromagneticRelay; Motor CB except range GV2ME; Accessories | 729300 | 3.017%
CA2KN40F7 | ELECTROMAGNETIC RELAY | 751300 | PTCTR: Contactor D>18A, LC2D***, Contactor F, K, TESYS U; Capacitor Contactor ; EOCR; Overload relays, Control Relays, ElectromagneticRelay; Motor CB except range GV2ME; Accessories | 729300 | 3.017%
CA2KN40M7 | ELECTROMAGNETIC RELAY | 751300 | PTCTR: Contactor D>18A, LC2D***, Contactor F, K, TESYS U; Capacitor Contactor ; EOCR; Overload relays, Control Relays, ElectromagneticRelay; Motor CB except range GV2ME; Accessories | 729300 | 3.017%
CA2KN40N7 | ELECTROMAGNETIC RELAY | 751300 | PTCTR: Contactor D>18A, LC2D***, Contactor F, K, TESYS U; Capacitor Contactor ; EOCR; Overload relays, Control Relays, ElectromagneticRelay; Motor CB except range GV2ME; Accessories | 729300 | 3.017%
CA2KN40P7 | ELECTROMAGNETIC RELAY | 751300 | PTCTR: Contactor D>18A, LC2D***, Contactor F, K, TESYS U; Capacitor Contactor ; EOCR; Overload relays, Control Relays, ElectromagneticRelay; Motor CB except range GV2ME; Accessories | 729300 | 3.017%
CA2KN40Q7 | ELECTROMAGNETIC RELAY | 751300 | PTCTR: Contactor D>18A, LC2D***, Contactor F, K, TESYS U; Capacitor Contactor ; EOCR; Overload relays, Control Relays, ElectromagneticRelay; Motor CB except range GV2ME; Accessories | 729300 | 3.017%
CA2KN40R7 | ELECTROMAGNETIC RELAY | 751300 | PTCTR: Contactor D>18A, LC2D***, Contactor F, K, TESYS U; Capacitor Contactor ; EOCR; Overload relays, Control Relays, ElectromagneticRelay; Motor CB except range GV2ME; Accessories | 729300 | 3.017%
CA3KN22BD | ELECTROMAGNETIC RELAY | 833800 | PTCTR: Contactor D>18A, LC2D***, Contactor F, K, TESYS U; Capacitor Contactor ; EOCR; Overload relays, Control Relays, ElectromagneticRelay; Motor CB except range GV2ME; Accessories | 809600 | 2.989%
CA3KN22ED | ELECTROMAGNETIC RELAY | 833800 | PTCTR: Contactor D>18A, LC2D***, Contactor F, K, TESYS U; Capacitor Contactor ; EOCR; Overload relays, Control Relays, ElectromagneticRelay; Motor CB except range GV2ME; Accessories | 809600 | 2.989%
CA3KN22FD | K CONTROL RELAY 2NO 2NC 110VDC COIL | 833800 | PTCTR: Contactor D>18A, LC2D***, Contactor F, K, TESYS U; Capacitor Contactor ; EOCR; Overload relays, Control Relays, ElectromagneticRelay; Motor CB except range GV2ME; Accessories | 809600 | 2.989%
CA3KN22MD | K CONTROL RELAY 2NO 2NC 220VDC COIL | 833800 | PTCTR: Contactor D>18A, LC2D***, Contactor F, K, TESYS U; Capacitor Contactor ; EOCR; Overload relays, Control Relays, ElectromagneticRelay; Motor CB except range GV2ME; Accessories | 809600 | 2.989%
CA3KN22ND | ELECTROMAGNETIC RELAY | 833800 | PTCTR: Contactor D>18A, LC2D***, Contactor F, K, TESYS U; Capacitor Contactor ; EOCR; Overload relays, Control Relays, ElectromagneticRelay; Motor CB except range GV2ME; Accessories | 809600 | 2.989%
CA3KN31BD | ELECTROMAGNETIC RELAY | 833800 | PTCTR: Contactor D>18A, LC2D***, Contactor F, K, TESYS U; Capacitor Contactor ; EOCR; Overload relays, Control Relays, ElectromagneticRelay; Motor CB except range GV2ME; Accessories | 809600 | 2.989%
CA3KN31ED | ELECTROMAGNETIC RELAY | 833800 | PTCTR: Contactor D>18A, LC2D***, Contactor F, K, TESYS U; Capacitor Contactor ; EOCR; Overload relays, Control Relays, ElectromagneticRelay; Motor CB except range GV2ME; Accessories | 809600 | 2.989%
CA3KN31FD | K CONTROL RELAY 3NO 1NC 110VDC COIL | 833800 | PTCTR: Contactor D>18A, LC2D***, Contactor F, K, TESYS U; Capacitor Contactor ; EOCR; Overload relays, Control Relays, ElectromagneticRelay; Motor CB except range GV2ME; Accessories | 809600 | 2.989%
CA3KN31MD | ELECTROMAGNETIC RELAY | 833800 | PTCTR: Contactor D>18A, LC2D***, Contactor F, K, TESYS U; Capacitor Contactor ; EOCR; Overload relays, Control Relays, ElectromagneticRelay; Motor CB except range GV2ME; Accessories | 809600 | 2.989%
CA3KN40BD | K CONTROL RELAY 4NO 24VDC COIL | 833800 | PTCTR: Contactor D>18A, LC2D***, Contactor F, K, TESYS U; Capacitor Contactor ; EOCR; Overload relays, Control Relays, ElectromagneticRelay; Motor CB except range GV2ME; Accessories | 809600 | 2.989%
CA3KN40ED | ELECTROMAGNETIC RELAY | 833800 | PTCTR: Contactor D>18A, LC2D***, Contactor F, K, TESYS U; Capacitor Contactor ; EOCR; Overload relays, Control Relays, ElectromagneticRelay; Motor CB except range GV2ME; Accessories | 809600 | 2.989%
CA3KN40FD | ELECTROMAGNETIC RELAY | 833800 | PTCTR: Contactor D>18A, LC2D***, Contactor F, K, TESYS U; Capacitor Contactor ; EOCR; Overload relays, Control Relays, ElectromagneticRelay; Motor CB except range GV2ME; Accessories | 809600 | 2.989%
CA3KN40MD | ELECTROMAGNETIC RELAY | 833800 | PTCTR: Contactor D>18A, LC2D***, Contactor F, K, TESYS U; Capacitor Contactor ; EOCR; Overload relays, Control Relays, ElectromagneticRelay; Motor CB except range GV2ME; Accessories | 809600 | 2.989%
CA4KN22BW3 | K CONTROL RELAY 2NO 2NC 24V AC LOW CONS | 927300 | PTCTR: Contactor D>18A, LC2D***, Contactor F, K, TESYS U; Capacitor Contactor ; EOCR; Overload relays, Control Relays, ElectromagneticRelay; Motor CB except range GV2ME; Accessories | 899800 | 3.056%
CA4KN22EW3 | K CONTROL RELAY 2NO 2NC 48V AC LOW CONS | 927300 | PTCTR: Contactor D>18A, LC2D***, Contactor F, K, TESYS U; Capacitor Contactor ; EOCR; Overload relays, Control Relays, ElectromagneticRelay; Motor CB except range GV2ME; Accessories | 899800 | 3.056%
CA4KN22FW3 | ELECTROMAGNETIC RELAY | 927300 | PTCTR: Contactor D>18A, LC2D***, Contactor F, K, TESYS U; Capacitor Contactor ; EOCR; Overload relays, Control Relays, ElectromagneticRelay; Motor CB except range GV2ME; Accessories | 899800 | 3.056%
CA4KN31BW3 | ELECTROMAGNETIC RELAY | 927300 | PTCTR: Contactor D>18A, LC2D***, Contactor F, K, TESYS U; Capacitor Contactor ; EOCR; Overload relays, Control Relays, ElectromagneticRelay; Motor CB except range GV2ME; Accessories | 899800 | 3.056%
CA4KN31EW3 | ELECTROMAGNETIC RELAY | 927300 | PTCTR: Contactor D>18A, LC2D***, Contactor F, K, TESYS U; Capacitor Contactor ; EOCR; Overload relays, Control Relays, ElectromagneticRelay; Motor CB except range GV2ME; Accessories | 899800 | 3.056%
CA4KN31FW3 | ELECTROMAGNETIC RELAY | 927300 | PTCTR: Contactor D>18A, LC2D***, Contactor F, K, TESYS U; Capacitor Contactor ; EOCR; Overload relays, Control Relays, ElectromagneticRelay; Motor CB except range GV2ME; Accessories | 899800 | 3.056%
CA4KN40BW3 | K CONTROL RELAY 4NO 24V AC LOW CONSUMP | 927300 | PTCTR: Contactor D>18A, LC2D***, Contactor F, K, TESYS U; Capacitor Contactor ; EOCR; Overload relays, Control Relays, ElectromagneticRelay; Motor CB except range GV2ME; Accessories | 899800 | 3.056%
CA4KN40EW3 | ELECTROMAGNETIC RELAY | 927300 | PTCTR: Contactor D>18A, LC2D***, Contactor F, K, TESYS U; Capacitor Contactor ; EOCR; Overload relays, Control Relays, ElectromagneticRelay; Motor CB except range GV2ME; Accessories | 899800 | 3.056%
CA4KN40FW3 | Cont. Aux. BC PCB | 927300 | PTCTR: Contactor D>18A, LC2D***, Contactor F, K, TESYS U; Capacitor Contactor ; EOCR; Overload relays, Control Relays, ElectromagneticRelay; Motor CB except range GV2ME; Accessories | 899800 | 3.056%
CAD32AL | AUXILIARY CONTACTOR | 1322200 | PTCTR: Contactor D>18A, LC2D***, Contactor F, K, TESYS U; Capacitor Contactor ; EOCR; Overload relays, Control Relays, ElectromagneticRelay; Motor CB except range GV2ME; Accessories | 1283700 | 2.999%
CAD32B7 | AUXILIARY CONTACTOR | 993300 | PTCTR: Contactor D>18A, LC2D***, Contactor F, K, TESYS U; Capacitor Contactor ; EOCR; Overload relays, Control Relays, ElectromagneticRelay; Motor CB except range GV2ME; Accessories | 964700 | 2.965%
CAD32BD | AUXILIARY CONTACTOR | 1681900 | PTCTR: Contactor D>18A, LC2D***, Contactor F, K, TESYS U; Capacitor Contactor ; EOCR; Overload relays, Control Relays, ElectromagneticRelay; Motor CB except range GV2ME; Accessories | 1632400 | 3.032%
CAD32BL | AUXILIARY CONTACTOR | 1322200 | PTCTR: Contactor D>18A, LC2D***, Contactor F, K, TESYS U; Capacitor Contactor ; EOCR; Overload relays, Control Relays, ElectromagneticRelay; Motor CB except range GV2ME; Accessories | 1283700 | 2.999%
CAD32C7 | AUXILIARY CONTACTOR | 993300 | PTCTR: Contactor D>18A, LC2D***, Contactor F, K, TESYS U; Capacitor Contactor ; EOCR; Overload relays, Control Relays, ElectromagneticRelay; Motor CB except range GV2ME; Accessories | 964700 | 2.965%
CAD32D7 | AUXILIARY CONTACTOR | 993300 | PTCTR: Contactor D>18A, LC2D***, Contactor F, K, TESYS U; Capacitor Contactor ; EOCR; Overload relays, Control Relays, ElectromagneticRelay; Motor CB except range GV2ME; Accessories | 964700 | 2.965%
CAD32DD | AUXILIARY CONTACTOR | 1681900 | PTCTR: Contactor D>18A, LC2D***, Contactor F, K, TESYS U; Capacitor Contactor ; EOCR; Overload relays, Control Relays, ElectromagneticRelay; Motor CB except range GV2ME; Accessories | 1632400 | 3.032%
CAD32E7 | AUXILIARY CONTACTOR | 993300 | PTCTR: Contactor D>18A, LC2D***, Contactor F, K, TESYS U; Capacitor Contactor ; EOCR; Overload relays, Control Relays, ElectromagneticRelay; Motor CB except range GV2ME; Accessories | 964700 | 2.965%
CAD32ED | AUXILIARY CONTACTOR | 1681900 | PTCTR: Contactor D>18A, LC2D***, Contactor F, K, TESYS U; Capacitor Contactor ; EOCR; Overload relays, Control Relays, ElectromagneticRelay; Motor CB except range GV2ME; Accessories | 1632400 | 3.032%
CAD32EL | AUXILIARY CONTACTOR | 1322200 | PTCTR: Contactor D>18A, LC2D***, Contactor F, K, TESYS U; Capacitor Contactor ; EOCR; Overload relays, Control Relays, ElectromagneticRelay; Motor CB except range GV2ME; Accessories | 1283700 | 2.999%
CAD32F7 | AUXILIARY CONTACTOR | 993300 | PTCTR: Contactor D>18A, LC2D***, Contactor F, K, TESYS U; Capacitor Contactor ; EOCR; Overload relays, Control Relays, ElectromagneticRelay; Motor CB except range GV2ME; Accessories | 964700 | 2.965%
CAD32FD | AUXILIARY CONTACTOR | 1681900 | PTCTR: Contactor D>18A, LC2D***, Contactor F, K, TESYS U; Capacitor Contactor ; EOCR; Overload relays, Control Relays, ElectromagneticRelay; Motor CB except range GV2ME; Accessories | 1632400 | 3.032%
CAD32FL | .RELAY DC 3NO/2NC 110V LC | 1322200 | PTCTR: Contactor D>18A, LC2D***, Contactor F, K, TESYS U; Capacitor Contactor ; EOCR; Overload relays, Control Relays, ElectromagneticRelay; Motor CB except range GV2ME; Accessories | 1283700 | 2.999%
CAD32G7 | AUXILIARY CONTACTOR | 993300 | PTCTR: Contactor D>18A, LC2D***, Contactor F, K, TESYS U; Capacitor Contactor ; EOCR; Overload relays, Control Relays, ElectromagneticRelay; Motor CB except range GV2ME; Accessories | 964700 | 2.965%
CAD32GD | AUXILIARY CONTACTOR | 1681900 | PTCTR: Contactor D>18A, LC2D***, Contactor F, K, TESYS U; Capacitor Contactor ; EOCR; Overload relays, Control Relays, ElectromagneticRelay; Motor CB except range GV2ME; Accessories | 1632400 | 3.032%
CAD32J7 | AUXILIARY CONTACTOR | 993300 | PTCTR: Contactor D>18A, LC2D***, Contactor F, K, TESYS U; Capacitor Contactor ; EOCR; Overload relays, Control Relays, ElectromagneticRelay; Motor CB except range GV2ME; Accessories | 964700 | 2.965%
CAD32JL | AUXILIARY CONTACTOR | 1322200 | PTCTR: Contactor D>18A, LC2D***, Contactor F, K, TESYS U; Capacitor Contactor ; EOCR; Overload relays, Control Relays, ElectromagneticRelay; Motor CB except range GV2ME; Accessories | 1283700 | 2.999%
CAD32K7 | AUXILIARY CONTACTOR | 993300 | PTCTR: Contactor D>18A, LC2D***, Contactor F, K, TESYS U; Capacitor Contactor ; EOCR; Overload relays, Control Relays, ElectromagneticRelay; Motor CB except range GV2ME; Accessories | 964700 | 2.965%
CAD32L7 | AUXILIARY CONTACTOR | 993300 | PTCTR: Contactor D>18A, LC2D***, Contactor F, K, TESYS U; Capacitor Contactor ; EOCR; Overload relays, Control Relays, ElectromagneticRelay; Motor CB except range GV2ME; Accessories | 964700 | 2.965%
CAD32M7 | AUXILIARY CONTACTOR | 993300 | PTCTR: Contactor D>18A, LC2D***, Contactor F, K, TESYS U; Capacitor Contactor ; EOCR; Overload relays, Control Relays, ElectromagneticRelay; Motor CB except range GV2ME; Accessories | 964700 | 2.965%
CAD32MD | AUXILIARY CONTACTOR | 1681900 | PTCTR: Contactor D>18A, LC2D***, Contactor F, K, TESYS U; Capacitor Contactor ; EOCR; Overload relays, Control Relays, ElectromagneticRelay; Motor CB except range GV2ME; Accessories | 1632400 | 3.032%
CAD32ML | AUXILIARY CONTACTOR | 1322200 | PTCTR: Contactor D>18A, LC2D***, Contactor F, K, TESYS U; Capacitor Contactor ; EOCR; Overload relays, Control Relays, ElectromagneticRelay; Motor CB except range GV2ME; Accessories | 1283700 | 2.999%
CAD32N7 | AUXILIARY CONTACTOR | 993300 | PTCTR: Contactor D>18A, LC2D***, Contactor F, K, TESYS U; Capacitor Contactor ; EOCR; Overload relays, Control Relays, ElectromagneticRelay; Motor CB except range GV2ME; Accessories | 964700 | 2.965%
CAD32ND | AUXILIARY CONTACTOR | 1681900 | PTCTR: Contactor D>18A, LC2D***, Contactor F, K, TESYS U; Capacitor Contactor ; EOCR; Overload relays, Control Relays, ElectromagneticRelay; Motor CB except range GV2ME; Accessories | 1632400 | 3.032%
CAD32P7 | AUXILIARY CONTACTOR | 993300 | PTCTR: Contactor D>18A, LC2D***, Contactor F, K, TESYS U; Capacitor Contactor ; EOCR; Overload relays, Control Relays, ElectromagneticRelay; Motor CB except range GV2ME; Accessories | 964700 | 2.965%
CAD32Q7 | AUXILIARY CONTACTOR | 993300 | PTCTR: Contactor D>18A, LC2D***, Contactor F, K, TESYS U; Capacitor Contactor ; EOCR; Overload relays, Control Relays, ElectromagneticRelay; Motor CB except range GV2ME; Accessories | 964700 | 2.965%
CAD32QD | AUXILIARY CONTACTOR | 1681900 | PTCTR: Contactor D>18A, LC2D***, Contactor F, K, TESYS U; Capacitor Contactor ; EOCR; Overload relays, Control Relays, ElectromagneticRelay; Motor CB except range GV2ME; Accessories | 1632400 | 3.032%
CAD32R7 | AUXILIARY CONTACTOR | 993300 | PTCTR: Contactor D>18A, LC2D***, Contactor F, K, TESYS U; Capacitor Contactor ; EOCR; Overload relays, Control Relays, ElectromagneticRelay; Motor CB except range GV2ME; Accessories | 964700 | 2.965%
CAD32RD | AUXILIARY CONTACTOR | 1681900 | PTCTR: Contactor D>18A, LC2D***, Contactor F, K, TESYS U; Capacitor Contactor ; EOCR; Overload relays, Control Relays, ElectromagneticRelay; Motor CB except range GV2ME; Accessories | 1632400 | 3.032%
CAD32S7 | AUXILIARY CONTACTOR | 993300 | PTCTR: Contactor D>18A, LC2D***, Contactor F, K, TESYS U; Capacitor Contactor ; EOCR; Overload relays, Control Relays, ElectromagneticRelay; Motor CB except range GV2ME; Accessories | 964700 | 2.965%
CAD32SL | AUXILIARY CONTACTOR | 1322200 | PTCTR: Contactor D>18A, LC2D***, Contactor F, K, TESYS U; Capacitor Contactor ; EOCR; Overload relays, Control Relays, ElectromagneticRelay; Motor CB except range GV2ME; Accessories | 1283700 | 2.999%
CAD32T7 | AUXILIARY CONTACTOR | 993300 | PTCTR: Contactor D>18A, LC2D***, Contactor F, K, TESYS U; Capacitor Contactor ; EOCR; Overload relays, Control Relays, ElectromagneticRelay; Motor CB except range GV2ME; Accessories | 964700 | 2.965%
CAD32U7 | AUXILIARY CONTACTOR | 993300 | PTCTR: Contactor D>18A, LC2D***, Contactor F, K, TESYS U; Capacitor Contactor ; EOCR; Overload relays, Control Relays, ElectromagneticRelay; Motor CB except range GV2ME; Accessories | 964700 | 2.965%
CAD32UD | AUXILIARY CONTACTOR | 1681900 | PTCTR: Contactor D>18A, LC2D***, Contactor F, K, TESYS U; Capacitor Contactor ; EOCR; Overload relays, Control Relays, ElectromagneticRelay; Motor CB except range GV2ME; Accessories | 1632400 | 3.032%
CAD32V7 | AUXILIARY CONTACTOR | 993300 | PTCTR: Contactor D>18A, LC2D***, Contactor F, K, TESYS U; Capacitor Contactor ; EOCR; Overload relays, Control Relays, ElectromagneticRelay; Motor CB except range GV2ME; Accessories | 964700 | 2.965%
CAD32W7 | AUXILIARY CONTACTOR | 993300 | PTCTR: Contactor D>18A, LC2D***, Contactor F, K, TESYS U; Capacitor Contactor ; EOCR; Overload relays, Control Relays, ElectromagneticRelay; Motor CB except range GV2ME; Accessories | 964700 | 2.965%
CAD32X7 | AUXILIARY CONTACTOR | 993300 | PTCTR: Contactor D>18A, LC2D***, Contactor F, K, TESYS U; Capacitor Contactor ; EOCR; Overload relays, Control Relays, ElectromagneticRelay; Motor CB except range GV2ME; Accessories | 964700 | 2.965%
CAD32Y7 | AUXILIARY CONTACTOR | 993300 | PTCTR: Contactor D>18A, LC2D***, Contactor F, K, TESYS U; Capacitor Contactor ; EOCR; Overload relays, Control Relays, ElectromagneticRelay; Motor CB except range GV2ME; Accessories | 964700 | 2.965%
CAD32Z7 | AUXILIARY CONTACTOR | 993300 | PTCTR: Contactor D>18A, LC2D***, Contactor F, K, TESYS U; Capacitor Contactor ; EOCR; Overload relays, Control Relays, ElectromagneticRelay; Motor CB except range GV2ME; Accessories | 964700 | 2.965%
CAD32ZD | AUXILIARY CONTACTOR | 1681900 | PTCTR: Contactor D>18A, LC2D***, Contactor F, K, TESYS U; Capacitor Contactor ; EOCR; Overload relays, Control Relays, ElectromagneticRelay; Motor CB except range GV2ME; Accessories | 1632400 | 3.032%
CAD50AL | AUXILIARY CONTACTOR | 1322200 | PTCTR: Contactor D>18A, LC2D***, Contactor F, K, TESYS U; Capacitor Contactor ; EOCR; Overload relays, Control Relays, ElectromagneticRelay; Motor CB except range GV2ME; Accessories | 1283700 | 2.999%
CAD50B7 | AUXILIARY CONTACTOR | 993300 | PTCTR: Contactor D>18A, LC2D***, Contactor F, K, TESYS U; Capacitor Contactor ; EOCR; Overload relays, Control Relays, ElectromagneticRelay; Motor CB except range GV2ME; Accessories | 964700 | 2.965%
CAD50BD | AUXILIARY CONTACTOR | 1681900 | PTCTR: Contactor D>18A, LC2D***, Contactor F, K, TESYS U; Capacitor Contactor ; EOCR; Overload relays, Control Relays, ElectromagneticRelay; Motor CB except range GV2ME; Accessories | 1632400 | 3.032%
CAD50BL | AUXILIARY CONTACTOR | 1322200 | PTCTR: Contactor D>18A, LC2D***, Contactor F, K, TESYS U; Capacitor Contactor ; EOCR; Overload relays, Control Relays, ElectromagneticRelay; Motor CB except range GV2ME; Accessories | 1283700 | 2.999%
CAD50CD | AUXILIARY CONTACTOR | 1681900 | PTCTR: Contactor D>18A, LC2D***, Contactor F, K, TESYS U; Capacitor Contactor ; EOCR; Overload relays, Control Relays, ElectromagneticRelay; Motor CB except range GV2ME; Accessories | 1632400 | 3.032%
CAD50D7 | AUXILIARY CONTACTOR | 993300 | PTCTR: Contactor D>18A, LC2D***, Contactor F, K, TESYS U; Capacitor Contactor ; EOCR; Overload relays, Control Relays, ElectromagneticRelay; Motor CB except range GV2ME; Accessories | 964700 | 2.965%
CAD50E7 | AUXILIARY CONTACTOR | 993300 | PTCTR: Contactor D>18A, LC2D***, Contactor F, K, TESYS U; Capacitor Contactor ; EOCR; Overload relays, Control Relays, ElectromagneticRelay; Motor CB except range GV2ME; Accessories | 964700 | 2.965%
CAD50ED | AUXILIARY CONTACTOR | 1681900 | PTCTR: Contactor D>18A, LC2D***, Contactor F, K, TESYS U; Capacitor Contactor ; EOCR; Overload relays, Control Relays, ElectromagneticRelay; Motor CB except range GV2ME; Accessories | 1632400 | 3.032%
CAD50EL | AUXILIARY CONTACTOR | 1322200 | PTCTR: Contactor D>18A, LC2D***, Contactor F, K, TESYS U; Capacitor Contactor ; EOCR; Overload relays, Control Relays, ElectromagneticRelay; Motor CB except range GV2ME; Accessories | 1283700 | 2.999%
CAD50F7 | AUXILIARY CONTACTOR | 993300 | PTCTR: Contactor D>18A, LC2D***, Contactor F, K, TESYS U; Capacitor Contactor ; EOCR; Overload relays, Control Relays, ElectromagneticRelay; Motor CB except range GV2ME; Accessories | 964700 | 2.965%
CAD50FD | AUXILIARY CONTACTOR | 1681900 | PTCTR: Contactor D>18A, LC2D***, Contactor F, K, TESYS U; Capacitor Contactor ; EOCR; Overload relays, Control Relays, ElectromagneticRelay; Motor CB except range GV2ME; Accessories | 1632400 | 3.032%
CAD50FL | AUXILIARY CONTACTOR | 1322200 | PTCTR: Contactor D>18A, LC2D***, Contactor F, K, TESYS U; Capacitor Contactor ; EOCR; Overload relays, Control Relays, ElectromagneticRelay; Motor CB except range GV2ME; Accessories | 1283700 | 2.999%
CAD50G7 | AUXILIARY CONTACTOR | 993300 | PTCTR: Contactor D>18A, LC2D***, Contactor F, K, TESYS U; Capacitor Contactor ; EOCR; Overload relays, Control Relays, ElectromagneticRelay; Motor CB except range GV2ME; Accessories | 964700 | 2.965%
CAD50GD | AUXILIARY CONTACTOR | 1681900 | PTCTR: Contactor D>18A, LC2D***, Contactor F, K, TESYS U; Capacitor Contactor ; EOCR; Overload relays, Control Relays, ElectromagneticRelay; Motor CB except range GV2ME; Accessories | 1632400 | 3.032%
CAD50JL | AUXILIARY CONTACTOR | 1322200 | PTCTR: Contactor D>18A, LC2D***, Contactor F, K, TESYS U; Capacitor Contactor ; EOCR; Overload relays, Control Relays, ElectromagneticRelay; Motor CB except range GV2ME; Accessories | 1283700 | 2.999%
CAD50L7 | AUXILIARY CONTACTOR | 993300 | PTCTR: Contactor D>18A, LC2D***, Contactor F, K, TESYS U; Capacitor Contactor ; EOCR; Overload relays, Control Relays, ElectromagneticRelay; Motor CB except range GV2ME; Accessories | 964700 | 2.965%
CAD50M7 | AUXILIARY CONTACTOR | 993300 | PTCTR: Contactor D>18A, LC2D***, Contactor F, K, TESYS U; Capacitor Contactor ; EOCR; Overload relays, Control Relays, ElectromagneticRelay; Motor CB except range GV2ME; Accessories | 964700 | 2.965%
CAD50MD | AUXILIARY CONTACTOR | 1681900 | PTCTR: Contactor D>18A, LC2D***, Contactor F, K, TESYS U; Capacitor Contactor ; EOCR; Overload relays, Control Relays, ElectromagneticRelay; Motor CB except range GV2ME; Accessories | 1632400 | 3.032%
CAD50N7 | AUXILIARY CONTACTOR | 993300 | PTCTR: Contactor D>18A, LC2D***, Contactor F, K, TESYS U; Capacitor Contactor ; EOCR; Overload relays, Control Relays, ElectromagneticRelay; Motor CB except range GV2ME; Accessories | 964700 | 2.965%
CAD50ND | AUXILIARY CONTACTOR | 1681900 | PTCTR: Contactor D>18A, LC2D***, Contactor F, K, TESYS U; Capacitor Contactor ; EOCR; Overload relays, Control Relays, ElectromagneticRelay; Motor CB except range GV2ME; Accessories | 1632400 | 3.032%
CAD50P7 | AUXILIARY CONTACTOR | 993300 | PTCTR: Contactor D>18A, LC2D***, Contactor F, K, TESYS U; Capacitor Contactor ; EOCR; Overload relays, Control Relays, ElectromagneticRelay; Motor CB except range GV2ME; Accessories | 964700 | 2.965%
CAD50Q7 | AUXILIARY CONTACTOR | 993300 | PTCTR: Contactor D>18A, LC2D***, Contactor F, K, TESYS U; Capacitor Contactor ; EOCR; Overload relays, Control Relays, ElectromagneticRelay; Motor CB except range GV2ME; Accessories | 964700 | 2.965%
CAD50R7 | AUXILIARY CONTACTOR | 993300 | PTCTR: Contactor D>18A, LC2D***, Contactor F, K, TESYS U; Capacitor Contactor ; EOCR; Overload relays, Control Relays, ElectromagneticRelay; Motor CB except range GV2ME; Accessories | 964700 | 2.965%
CAD50RD | AUXILIARY CONTACTOR | 1681900 | PTCTR: Contactor D>18A, LC2D***, Contactor F, K, TESYS U; Capacitor Contactor ; EOCR; Overload relays, Control Relays, ElectromagneticRelay; Motor CB except range GV2ME; Accessories | 1632400 | 3.032%
CAD50S7 | AUXILIARY CONTACTOR | 993300 | PTCTR: Contactor D>18A, LC2D***, Contactor F, K, TESYS U; Capacitor Contactor ; EOCR; Overload relays, Control Relays, ElectromagneticRelay; Motor CB except range GV2ME; Accessories | 964700 | 2.965%
CAD50T7 | AUXILIARY CONTACTOR | 993300 | PTCTR: Contactor D>18A, LC2D***, Contactor F, K, TESYS U; Capacitor Contactor ; EOCR; Overload relays, Control Relays, ElectromagneticRelay; Motor CB except range GV2ME; Accessories | 964700 | 2.965%
CAD50U7 | AUXILIARY CONTACTOR | 993300 | PTCTR: Contactor D>18A, LC2D***, Contactor F, K, TESYS U; Capacitor Contactor ; EOCR; Overload relays, Control Relays, ElectromagneticRelay; Motor CB except range GV2ME; Accessories | 964700 | 2.965%
CAD50UD | AUXILIARY CONTACTOR | 1681900 | PTCTR: Contactor D>18A, LC2D***, Contactor F, K, TESYS U; Capacitor Contactor ; EOCR; Overload relays, Control Relays, ElectromagneticRelay; Motor CB except range GV2ME; Accessories | 1632400 | 3.032%
CAD50V7 | AUXILIARY CONTACTOR | 993300 | PTCTR: Contactor D>18A, LC2D***, Contactor F, K, TESYS U; Capacitor Contactor ; EOCR; Overload relays, Control Relays, ElectromagneticRelay; Motor CB except range GV2ME; Accessories | 964700 | 2.965%
CAD50Y7 | AUXILIARY CONTACTOR | 993300 | PTCTR: Contactor D>18A, LC2D***, Contactor F, K, TESYS U; Capacitor Contactor ; EOCR; Overload relays, Control Relays, ElectromagneticRelay; Motor CB except range GV2ME; Accessories | 964700 | 2.965%
CAE22B5 | CONTROL RELAY TESYS E 2NO 2NC | 322300 | PTCTR: Easypact TVS | 312400 | 3.169%
CAE22E5 | CONTROL RELAY TESYS E 2NO 2NC 48VAC | 322300 | PTCTR: Easypact TVS | 312400 | 3.169%
CAE22F5 | CONTROL RELAY TESYS E 2NO 2NC 110VAC | 322300 | PTCTR: Easypact TVS | 312400 | 3.169%
CAE22M5 | CONTROL RELAY TESYS E 2NO 2NC 220VAC | 322300 | PTCTR: Easypact TVS | 312400 | 3.169%
CAE22N5 | CONTROL RELAY TESYS E 2NO 2NC 415VAC | 322300 | PTCTR: Easypact TVS | 312400 | 3.169%
CAE22Q5 | CONTROL RELAY TESYS E 2NO 2NC 380VAC | 322300 | PTCTR: Easypact TVS | 312400 | 3.169%
CAE22R5 | CONTROL RELAY TESYS E 2NO 2NC 440VAC | 322300 | PTCTR: Easypact TVS | 312400 | 3.169%
CAE22U5 | CONTROL RELAY TESYS E 2NO 2NC 240VAC | 322300 | PTCTR: Easypact TVS | 312400 | 3.169%
CAE31B5 | CONTROL RELAY TESYS E 3NO 1NC | 322300 | PTCTR: Easypact TVS | 312400 | 3.169%
CAE31E5 | CONTROL RELAY TESYS E 3NO 1NC 48VAC | 322300 | PTCTR: Easypact TVS | 312400 | 3.169%
CAE31F5 | CONTROL RELAY TESYS E 3NO 1NC 110VAC | 322300 | PTCTR: Easypact TVS | 312400 | 3.169%
CAE31M5 | CONTROL RELAY TESYS E 3NO 1NC 220VAC | 322300 | PTCTR: Easypact TVS | 312400 | 3.169%
CAE31N5 | CONTROL RELAY TESYS E 3NO 1NC 415VAC | 322300 | PTCTR: Easypact TVS | 312400 | 3.169%
CAE31Q5 | CONTROL RELAY TESYS E 3NO 1NC 380VAC | 322300 | PTCTR: Easypact TVS | 312400 | 3.169%
CAE31R5 | CONTROL RELAY TESYS E 3NO 1NC 440VAC | 322300 | PTCTR: Easypact TVS | 312400 | 3.169%
CAE31U5 | CONTROL RELAY TESYS E 3NO 1NC 240VAC | 322300 | PTCTR: Easypact TVS | 312400 | 3.169%
CAE40B5 | CONTROL RELAY TESYS E 4NO COIL | 322300 | PTCTR: Easypact TVS | 312400 | 3.169%
CAE40E5 | CONTROL RELAY TESYS E 4NO COIL 48VAC | 322300 | PTCTR: Easypact TVS | 312400 | 3.169%
CAE40F5 | CONTROL RELAY TESYS E 4NO COIL 110VAC | 322300 | PTCTR: Easypact TVS | 312400 | 3.169%
CAE40M5 | CONTROL RELAY TESYS E 4NO COIL 220VAC | 322300 | PTCTR: Easypact TVS | 312400 | 3.169%
CAE40N5 | CONTROL RELAY TESYS E 4NO COIL 415VAC | 322300 | PTCTR: Easypact TVS | 312400 | 3.169%
CAE40Q5 | CONTROL RELAY TESYS E 4NO COIL 380VAC | 322300 | PTCTR: Easypact TVS | 312400 | 3.169%
CAE40R5 | CONTROL RELAY TESYS E 4NO COIL 440VAC | 322300 | PTCTR: Easypact TVS | 312400 | 3.169%
CAE40U5 | CONTROL RELAY TESYS E 4NO COIL 240VAC | 322300 | PTCTR: Easypact TVS | 312400 | 3.169%
DF101 | FUSE HOLDER 1P 32A FOR FUSE 10 X 38 MM | 162800 | PTCTR: Fuses | 162800 | 0%
DF101N | FUSE HOLDER 1P N 32A FOR FUSE 10 X 38 MM | 227700 | PTCTR: Fuses | 227700 | 0%
DF101NV | FUSE HOLDER 1P N 32A FOR FUSE 10 X 38 MM | 356400 | PTCTR: Fuses | 356400 | 0%
DF101V | FUSE HOLDER 1P 32A FOR FUSE 10 X 38 MM | 255200 | PTCTR: Fuses | 255200 | 0%
DF102 | FUSE HOLDER 2P 32A FOR FUSE 10 X 38 MM | 319000 | PTCTR: Fuses | 319000 | 0%
DF102V | FUSE HOLDER 2P 32A FOR FUSE 10 X 38 MM | 499400 | PTCTR: Fuses | 499400 | 0%
DF103 | FUSE HOLDER 3P 32A FOR FUSE 10 X 38 MM | 447700 | PTCTR: Fuses | 447700 | 0%
DF103N | FUSE HOLDER 3P N 32A FOR FUSE 10 X 38 MM | 628100 | PTCTR: Fuses | 628100 | 0%
DF103NV | FUSE HOLDER 3P N 32A FOR FUSE 10 X 38 MM | 980100 | PTCTR: Fuses | 980100 | 0%
DF103V | FUSE HOLDER 3P 32A FOR FUSE 10 X 38 MM | 700700 | PTCTR: Fuses | 700700 | 0%
DF10N | FUSE HOLDER N 32A FOR FUSE 10 X 38 MM | 177100 | PTCTR: Fuses | 177100 | 0%
DF141 | FUSE HOLDER 1P 50A FOR FUSE 14 X 51 MM | 283800 | PTCTR: Fuses | 283800 | 0%
DF141N | FUSE HOLDER 1P N 50A FOR FUSE 14 X 51 MM | 398200 | PTCTR: Fuses | 398200 | 0%
DF141NV | FUSE HOLDER 1P N 50A FOR FUSE 14 X 51 MM | 540100 | PTCTR: Fuses | 540100 | 0%
DF141V | FUSE HOLDER 1P 50A FOR FUSE 14 X 51 MM | 386100 | PTCTR: Fuses | 386100 | 0%
DF142V | FUSE HOLDER 2P 50A FOR FUSE 14 X 51 MM | 757900 | PTCTR: Fuses | 757900 | 0%
DF143C | FUSE HOLDER 3P 50A FOR FUSE 14 X 51 MM | 777700 | PTCTR: Fuses | 777700 | 0%
DF143NC | FUSE HOLDER 3P N 50A FOR FUSE 14 X 51 MM | 1090100 | PTCTR: Fuses | 1090100 | 0%
DF143NVC | FUSE HOLDER 3P N 50A FOR FUSE 14 X 51 MM | 1485000 | PTCTR: Fuses | 1485000 | 0%
DF143VC | FUSE HOLDER 3P 50A FOR FUSE 14 X 51 MM | 1061500 | PTCTR: Fuses | 1061500 | 0%
DF14N | FUSE HOLDER N 50A FOR FUSE 14 X 51 MM | 302500 | PTCTR: Fuses | 302500 | 0%
DF221 | FUSE HOLDER 1P 125A FOR FUSE 22 X 58 MM | 424600 | PTCTR: Fuses | 424600 | 0%
DF222 | FUSE HOLDER 2P 125A FOR FUSE 22 X 58 MM | 836000 | PTCTR: Fuses | 836000 | 0%
DF222V | FUSE HOLDER 2P 125A FOR FUSE 22 X 58 MM | 1037300 | PTCTR: Fuses | 1037300 | 0%
DF223C | FUSE HOLDER 3P 125A FOR FUSE 22 X 58 MM | 1171500 | PTCTR: Fuses | 1171500 | 0%
DF223NC | FUSE HOLDER 3P N 125A FOR FUSE 22 X 58 M | 1637900 | PTCTR: Fuses | 1637900 | 0%
DF223NVC | FUSE HOLDER 3P N 125A FOR FUSE 22 X 58 M | 2035000 | PTCTR: Fuses | 2035000 | 0%
DF223VC | FUSE HOLDER 3P 125A FOR FUSE 22 X 58 MM | 1452000 | PTCTR: Fuses | 1452000 | 0%
DF2BA0100 | FUSE 8,5X31,5 AM 1A - | 59400 | PTCTR: Fuses | 59400 | 0%
DF2BA0200 | FUSE 8,5X31,5 AM 1A - | 59400 | PTCTR: Fuses | 59400 | 0%
DF2BA0400 | FUSE 8,5X31,5 AM 1A - | 59400 | PTCTR: Fuses | 59400 | 0%
DF2BA0600 | FUSE 8,5X31,5 AM 6A - | 59400 | PTCTR: Fuses | 59400 | 0%
DF2BA0800 | FUSE 8,5X31,5 AM 1A - | 59400 | PTCTR: Fuses | 59400 | 0%
DF2BA1000 | FUSE 8,5X31,5 AM 10A - | 59400 | PTCTR: Fuses | 59400 | 0%
DF2CA001 | FUSE | 59400 | PTCTR: Fuses | 59400 | 0%
DF2CA002 | FUSE | 59400 | PTCTR: Fuses | 59400 | 0%
DF2CA005 | FUSE | 59400 | PTCTR: Fuses | 59400 | 0%
DF2CA01 | FUSE | 59400 | PTCTR: Fuses | 59400 | 0%
DF2CA02 | FUSE | 59400 | PTCTR: Fuses | 59400 | 0%
DF2CA04 | FUSE | 59400 | PTCTR: Fuses | 59400 | 0%
DF2CA06 | FUSE | 59400 | PTCTR: Fuses | 59400 | 0%
DF2CA08 | FUSE | 59400 | PTCTR: Fuses | 59400 | 0%
DF2CA10 | FUSE | 59400 | PTCTR: Fuses | 59400 | 0%
DF2CA12 | FUSE | 59400 | PTCTR: Fuses | 59400 | 0%
DF2CA16 | FUSE | 59400 | PTCTR: Fuses | 59400 | 0%
DF2CA20 | FUSE | 59400 | PTCTR: Fuses | 59400 | 0%
DF2CA25 | FUSE | 59400 | PTCTR: Fuses | 59400 | 0%
DF2CA32 | FUSE | 59400 | PTCTR: Fuses | 59400 | 0%
DF2EA01 | FUSE | 97900 | PTCTR: Fuses | 97900 | 0%
DF2EA02 | FUSE | 97900 | PTCTR: Fuses | 97900 | 0%
DF2EA04 | FUSE | 97900 | PTCTR: Fuses | 97900 | 0%
DF2EA06 | FUSE | 97900 | PTCTR: Fuses | 97900 | 0%
DF2EA08 | FUSE | 97900 | PTCTR: Fuses | 97900 | 0%
DF2EA10 | FUSE | 97900 | PTCTR: Fuses | 97900 | 0%
DF2EA12 | FUSE | 97900 | PTCTR: Fuses | 97900 | 0%
DF2EA16 | FUSE | 97900 | PTCTR: Fuses | 97900 | 0%
DF2EA20 | FUSE | 97900 | PTCTR: Fuses | 97900 | 0%
DF2EA25 | FUSE | 97900 | PTCTR: Fuses | 97900 | 0%
DF2EA32 | FUSE | 97900 | PTCTR: Fuses | 97900 | 0%
DF2EA40 | FUSE | 97900 | PTCTR: Fuses | 97900 | 0%
DF2EA50 | FUSE | 97900 | PTCTR: Fuses | 97900 | 0%
DF2FA04 | FUSE | 166100 | PTCTR: Fuses | 166100 | 0%
DF2FA06 | FUSE | 166100 | PTCTR: Fuses | 166100 | 0%
DF2FA08 | FUSE | 166100 | PTCTR: Fuses | 166100 | 0%
DF2FA10 | FUSE | 166100 | PTCTR: Fuses | 166100 | 0%
DF2FA100 | FUSE | 165000 | PTCTR: Fuses | 165000 | 0%
DF2FA125 | FUSE | 165000 | PTCTR: Fuses | 165000 | 0%
DF2FA16 | FUSE | 166100 | PTCTR: Fuses | 166100 | 0%
DF2FA20 | FUSE | 166100 | PTCTR: Fuses | 166100 | 0%
DF2FA25 | FUSE | 166100 | PTCTR: Fuses | 166100 | 0%
DF2FA32 | FUSE | 166100 | PTCTR: Fuses | 166100 | 0%
DF2FA40 | FUSE | 166100 | PTCTR: Fuses | 166100 | 0%
DF2FA50 | FUSE | 166100 | PTCTR: Fuses | 166100 | 0%
DF2FA63 | FUSE | 165000 | PTCTR: Fuses | 165000 | 0%
DF2FA80 | FUSE | 165000 | PTCTR: Fuses | 165000 | 0%
DF81 | FUSE HOLDER 1P 25A FOR FUSE 8,5 X 31,5 M | 160600 | PTCTR: Fuses | 160600 | 0%
DF81N | FUSE HOLDER 1P N 25A FOR FUSE 8,5 X 31,5 | 224400 | PTCTR: Fuses | 224400 | 0%
DF81V | FUSE HOLDER 1P 25A FOR FUSE 8,5 X 31,5 M | 251900 | PTCTR: Fuses | 251900 | 0%
DF82 | FUSE HOLDER 2P 25A FOR FUSE 8,5 X 31,5 M | 314600 | PTCTR: Fuses | 314600 | 0%
DF82V | FUSE HOLDER 2P 25A FOR FUSE 8,5 X 31,5 M | 491700 | PTCTR: Fuses | 491700 | 0%
DF83 | FUSE HOLDER 3P 25A FOR FUSE 8,5 X 31,5 M | 442200 | PTCTR: Fuses | 442200 | 0%
DF83N | FUSE HOLDER 3P N 25A FOR FUSE 8,5 X 31,5 | 617100 | PTCTR: Fuses | 617100 | 0%
EZADINR | EZ DIN RAIL ADAPTER | 122100 | PTCCB: EasyPact EZC100/250, and Accessories | 122100 | 0%
EZAFASB2 | EZ PHASE BARRIER (2PC) | 136400 | PTCCB: EasyPact EZC100/250, and Accessories | 136400 | 0%
EZALOCK | EZ PADLOCK ATTACHEMENT | 196900 | PTCCB: EasyPact EZC100/250, and Accessories | 196900 | 0%
EZAROTDS | EZ DIRECT ROTARY HANDLE STD | 1205600 | PTCCB: EasyPact EZC100/250, and Accessories | 1205600 | 0%
EZAROTE | EZ EXTENDED ROTARY HANDLE | 2086700 | PTCCB: EasyPact EZC100/250, and Accessories | 2086700 | 0%
EZASHT024DC | EZ SHUNT TRIP (SHT) 24VDC | 1578500 | PTCCB: EasyPact EZC100/250, and Accessories | 1578500 | 0%
EZASHT048DC | EZ SHUNT TRIP (SHT) 48VDC | 1578500 | PTCCB: EasyPact EZC100/250, and Accessories | 1578500 | 0%
EZASHT100AC | EZ SHUNT TRIP (SHT) 100-130VAC | 1578500 | PTCCB: EasyPact EZC100/250, and Accessories | 1578500 | 0%
EZASHT200AC | EZ SHUNT TRIP (SHT) 200-277VAC | 1578500 | PTCCB: EasyPact EZC100/250, and Accessories | 1578500 | 0%
EZASHT380AC | EZ SHUNT TRIP (SHT) 380-480VAC | 1578500 | PTCCB: EasyPact EZC100/250, and Accessories | 1578500 | 0%
EZATSHD3P | EZ TERMINAL SHIELD 3P | 231000 | PTCCB: EasyPact EZC100/250, and Accessories | 231000 | 0%
EZAUVR024DC | EZ UVR 24VDC | 2060300 | PTCCB: EasyPact EZC100/250, and Accessories | 2060300 | 0%
EZAUVR110AC | EZ UVR 110-130VAC | 2060300 | PTCCB: EasyPact EZC100/250, and Accessories | 2060300 | 0%
EZAUVR380AC | EZ UVR 380-415VAC | 2060300 | PTCCB: EasyPact EZC100/250, and Accessories | 2060300 | 0%
EZAUX01 | EZ ALARM SWITCH(AL) | 800800 | PTCCB: EasyPact EZC100/250, and Accessories | 800800 | 0%
EZAUX10 | EZ AUXILIARY SWITCH(AX) | 800800 | PTCCB: EasyPact EZC100/250, and Accessories | 800800 | 0%
EZAUX11 | EZ AUXILIARY/ALARM SWITCH (AX/AL) | 1335400 | PTCCB: EasyPact EZC100/250, and Accessories | 1335400 | 0%
EZC100B3015 | MG EZC100B 7.5kA 3P/3T 15A | 1543300 | PTCCB: EasyPact EZC100/250, and Accessories | 1543300 | 0%
EZC100B3020 | MG EZC100B 7.5kA 3P/3T 20A | 1543300 | PTCCB: EasyPact EZC100/250, and Accessories | 1543300 | 0%
EZC100B3025 | MG EZC100B 7.5kA 3P/3T 25A | 1543300 | PTCCB: EasyPact EZC100/250, and Accessories | 1543300 | 0%
EZC100B3030 | MG EZC100B 7.5kA 3P/3T 30A | 1543300 | PTCCB: EasyPact EZC100/250, and Accessories | 1543300 | 0%
EZC100B3040 | MG EZC100B 7.5kA 3P/3T 40A | 1543300 | PTCCB: EasyPact EZC100/250, and Accessories | 1543300 | 0%
EZC100B3050 | MG EZC100B 7.5kA 3P/3T 50A | 1543300 | PTCCB: EasyPact EZC100/250, and Accessories | 1543300 | 0%
EZC100B3060 | MG EZC100B 7.5kA 3P/3T 60A | 1641200 | PTCCB: EasyPact EZC100/250, and Accessories | 1641200 | 0%
EZC100F3015 | MG EZC100 F 10kA 3P/3T 15A | 1608200 | PTCCB: EasyPact EZC100/250, and Accessories | 1608200 | 0%
EZC100F3020 | MG EZC100 F 10kA 3P/3T 20A | 1608200 | PTCCB: EasyPact EZC100/250, and Accessories | 1608200 | 0%
EZC100F3025 | MG EZC100 F 10kA 3P/3T 25A | 1608200 | PTCCB: EasyPact EZC100/250, and Accessories | 1608200 | 0%
EZC100F3030 | MG EZC100 F 10kA 3P/3T 30A | 1608200 | PTCCB: EasyPact EZC100/250, and Accessories | 1608200 | 0%
EZC100F3040 | MG EZC100 F 10kA 3P/3T 40A | 1608200 | PTCCB: EasyPact EZC100/250, and Accessories | 1608200 | 0%
EZC100F3050 | MG EZC100 F 10kA 3P/3T 50A | 1608200 | PTCCB: EasyPact EZC100/250, and Accessories | 1608200 | 0%
EZC100F3060 | MG EZC100 F 10kA 3P/3T 60A | 1778700 | PTCCB: EasyPact EZC100/250, and Accessories | 1778700 | 0%
EZC100F3075 | MG EZC100 F 10kA 3P/3T 75A | 1778700 | PTCCB: EasyPact EZC100/250, and Accessories | 1778700 | 0%
EZC100F3080 | MG EZC100 F 10kA 3P/3T 80A | 1778700 | PTCCB: EasyPact EZC100/250, and Accessories | 1778700 | 0%
EZC100F3100 | MG EZC100 F 10kA 3P/3T 100A | 1944800 | PTCCB: EasyPact EZC100/250, and Accessories | 1944800 | 0%
EZC100H1015 | MG EZC100 25KA/240V 1P/1T 15A | 1446500 | PTCCB: EasyPact EZC100/250, and Accessories | 1446500 | 0%
EZC100H1020 | MG EZC100 25KA/240V 1P/1T 20A | 1446500 | PTCCB: EasyPact EZC100/250, and Accessories | 1446500 | 0%
EZC100H1025 | MG EZC100 25KA/240V 1P/1T 25A | 1446500 | PTCCB: EasyPact EZC100/250, and Accessories | 1446500 | 0%
EZC100H1030 | MG EZC100 25KA/240V 1P/1T 30A | 1446500 | PTCCB: EasyPact EZC100/250, and Accessories | 1446500 | 0%
EZC100H1040 | MG EZC100 25KA/240V 1P/1T 40A | 1446500 | PTCCB: EasyPact EZC100/250, and Accessories | 1446500 | 0%
EZC100H1050 | MG EZC100 25KA/240V 1P/1T 50A | 1446500 | PTCCB: EasyPact EZC100/250, and Accessories | 1446500 | 0%
EZC100H1060 | MG EZC100 25KA/240V 1P/1T 60A | 1547700 | PTCCB: EasyPact EZC100/250, and Accessories | 1547700 | 0%
EZC100H1075 | MG EZC100 25KA/240V 1P/1T 75A | 1547700 | PTCCB: EasyPact EZC100/250, and Accessories | 1547700 | 0%
EZC100H1080 | MG EZC100 25KA/240V 1P/1T 80A | 1547700 | PTCCB: EasyPact EZC100/250, and Accessories | 1547700 | 0%
EZC100H1100 | MG EZC100 25KA/240V 1P/1T 100A | 1547700 | PTCCB: EasyPact EZC100/250, and Accessories | 1547700 | 0%
EZC100H2015 | MG EZC100 H 30kA 2P/2T 15A | 1940400 | PTCCB: EasyPact EZC100/250, and Accessories | 1940400 | 0%
EZC100H2020 | MG EZC100 H 30kA 2P/2T 20A | 1940400 | PTCCB: EasyPact EZC100/250, and Accessories | 1940400 | 0%
EZC100H2025 | MG EZC100 H 30kA 2P/2T 25A | 1940400 | PTCCB: EasyPact EZC100/250, and Accessories | 1940400 | 0%
EZC100H2030 | MG EZC100 H 30kA 2P/2T 30A | 1940400 | PTCCB: EasyPact EZC100/250, and Accessories | 1940400 | 0%
EZC100H2040 | MG EZC100 H 30kA 2P/2T 40A | 1940400 | PTCCB: EasyPact EZC100/250, and Accessories | 1940400 | 0%
EZC100H2050 | MG EZC100 H 30kA 2P/2T 50A | 1940400 | PTCCB: EasyPact EZC100/250, and Accessories | 1940400 | 0%
EZC100H2060 | MG EZC100 H 30kA 2P/2T 60A | 2128500 | PTCCB: EasyPact EZC100/250, and Accessories | 2128500 | 0%
EZC100H2075 | MG EZC100 H 30kA 2P/2T 75A | 2128500 | PTCCB: EasyPact EZC100/250, and Accessories | 2128500 | 0%
EZC100H2080 | MG EZC100 H 30kA 2P/2T 80A | 2128500 | PTCCB: EasyPact EZC100/250, and Accessories | 2128500 | 0%
EZC100H2100 | MG EZC100 H 30kA 2P/2T 100A | 2128500 | PTCCB: EasyPact EZC100/250, and Accessories | 2128500 | 0%
EZC100H3015 | MG EZC100 H 30kA 3P/3T 15A | 2684000 | PTCCB: EasyPact EZC100/250, and Accessories | 2684000 | 0%
EZC100H3020 | MG EZC100 H 30kA 3P/3T 20A | 2684000 | PTCCB: EasyPact EZC100/250, and Accessories | 2684000 | 0%
EZC100H3025 | MG EZC100 H 30kA 3P/3T 25A | 2684000 | PTCCB: EasyPact EZC100/250, and Accessories | 2684000 | 0%
EZC100H3030 | MG EZC100 H 30kA 3P/3T 30A | 2684000 | PTCCB: EasyPact EZC100/250, and Accessories | 2684000 | 0%
EZC100H3040 | MG EZC100 H 30kA 3P/3T 40A | 2684000 | PTCCB: EasyPact EZC100/250, and Accessories | 2684000 | 0%
EZC100H3050 | MG EZC100 H 30kA 3P/3T 50A | 2684000 | PTCCB: EasyPact EZC100/250, and Accessories | 2684000 | 0%
EZC100H3060 | MG EZC100 H 30kA 3P/3T 60A | 2951300 | PTCCB: EasyPact EZC100/250, and Accessories | 2951300 | 0%
EZC100H3075 | MG EZC100 H 30kA 3P/3T 75A | 2951300 | PTCCB: EasyPact EZC100/250, and Accessories | 2951300 | 0%
EZC100H3080 | MG EZC100 H 30kA 3P/3T 80A | 2951300 | PTCCB: EasyPact EZC100/250, and Accessories | 2951300 | 0%
EZC100H3100 | MG EZC100 H 30kA 3P/3T 100A | 2951300 | PTCCB: EasyPact EZC100/250, and Accessories | 2951300 | 0%
EZC100H4015 | EZC100H 30kA @ 415V 4P 15A | 3212000 | PTCCB: EasyPact EZC100/250, and Accessories | 3212000 | 0%
EZC100H4020 | EZC100H 30kA @ 415V 4P 20A | 3212000 | PTCCB: EasyPact EZC100/250, and Accessories | 3212000 | 0%
EZC100H4025 | EZC100H 30kA @ 415V 4P 25A | 3212000 | PTCCB: EasyPact EZC100/250, and Accessories | 3212000 | 0%
EZC100H4030 | EZC100H 30kA @ 415V 4P 30A | 3239500 | PTCCB: EasyPact EZC100/250, and Accessories | 3239500 | 0%
EZC100H4040 | EZC100H 30kA @ 415V 4P 40A | 3239500 | PTCCB: EasyPact EZC100/250, and Accessories | 3239500 | 0%
EZC100H4050 | EZC100H 30kA @ 415V 4P 50A | 3239500 | PTCCB: EasyPact EZC100/250, and Accessories | 3239500 | 0%
EZC100H4060 | EZC100H 30kA @ 415V 4P 60A | 3259300 | PTCCB: EasyPact EZC100/250, and Accessories | 3259300 | 0%
EZC100H4075 | EZC100H 30kA @ 415V 4P 75A | 3259300 | PTCCB: EasyPact EZC100/250, and Accessories | 3259300 | 0%
EZC100H4080 | EZC100H 30kA @ 415V 4P 80A | 3259300 | PTCCB: EasyPact EZC100/250, and Accessories | 3259300 | 0%
EZC100H4100 | EZC100H 30kA @ 415V 4P 100A | 3259300 | PTCCB: EasyPact EZC100/250, and Accessories | 3259300 | 0%
EZC100N1015 | MG EZC100 18KA/240V 1P/1T 15A | 1156100 | PTCCB: EasyPact EZC100/250, and Accessories | 1156100 | 0%
EZC100N1020 | MG EZC100 18KA/240V 1P/1T 20A | 1156100 | PTCCB: EasyPact EZC100/250, and Accessories | 1156100 | 0%
EZC100N1025 | MG EZC100 18KA/240V 1P/1T 25A | 1156100 | PTCCB: EasyPact EZC100/250, and Accessories | 1156100 | 0%
EZC100N1030 | MG EZC100 18KA/240V 1P/1T 30A | 1156100 | PTCCB: EasyPact EZC100/250, and Accessories | 1156100 | 0%
EZC100N1040 | MG EZC100 18KA/240V 1P/1T 40A | 1156100 | PTCCB: EasyPact EZC100/250, and Accessories | 1156100 | 0%
EZC100N1050 | MG EZC100 18KA/240V 1P/1T 50A | 1156100 | PTCCB: EasyPact EZC100/250, and Accessories | 1156100 | 0%
EZC100N1060 | MG EZC100 18 kA/240 V 1P 60 A | 1237500 | PTCCB: EasyPact EZC100/250, and Accessories | 1237500 | 0%
EZC100N1075 | MG EZC100 18KA/240V 1P/1T 75A | 1237500 | PTCCB: EasyPact EZC100/250, and Accessories | 1237500 | 0%
EZC100N1080 | MG EZC100 18KA/240V 1P/1T 80A | 1237500 | PTCCB: EasyPact EZC100/250, and Accessories | 1237500 | 0%
EZC100N1100 | MG EZC100 18KA/240V 1P/1T 100A | 1237500 | PTCCB: EasyPact EZC100/250, and Accessories | 1237500 | 0%
EZC100N3015 | MG EZC100 N 15kA 3P/3T 15A | 2114200 | PTCCB: EasyPact EZC100/250, and Accessories | 2114200 | 0%
EZC100N3020 | MG EZC100 N 15kA 3P/3T 20A | 2114200 | PTCCB: EasyPact EZC100/250, and Accessories | 2114200 | 0%
EZC100N3025 | MG EZC100 N 15kA 3P/3T 25A | 2114200 | PTCCB: EasyPact EZC100/250, and Accessories | 2114200 | 0%
EZC100N3030 | MG EZC100 N 15kA 3P/3T 30A | 2114200 | PTCCB: EasyPact EZC100/250, and Accessories | 2114200 | 0%
EZC100N3040 | MG EZC100 N 15kA 3P/3T 40A | 2114200 | PTCCB: EasyPact EZC100/250, and Accessories | 2114200 | 0%
EZC100N3050 | MG EZC100 N 15kA 3P/3T 50A | 2114200 | PTCCB: EasyPact EZC100/250, and Accessories | 2114200 | 0%
EZC100N3060 | MG EZC100 N 15kA 3P/3T 60A | 2311100 | PTCCB: EasyPact EZC100/250, and Accessories | 2311100 | 0%
EZC100N3075 | MG EZC100 N 15kA 3P/3T 75A | 2311100 | PTCCB: EasyPact EZC100/250, and Accessories | 2311100 | 0%
EZC100N3080 | MG EZC100 N 15kA 3P/3T 80A | 2311100 | PTCCB: EasyPact EZC100/250, and Accessories | 2311100 | 0%
EZC100N3100 | MG EZC100 N 15kA 3P/3T 100A | 2311100 | PTCCB: EasyPact EZC100/250, and Accessories | 2311100 | 0%
EZC100N4015 | EZC100N 15kA @ 415V 4P 15A | 3116300 | PTCCB: EasyPact EZC100/250, and Accessories | 3116300 | 0%
EZC100N4020 | EZC100N 15kA @ 415V 4P 20A | 3116300 | PTCCB: EasyPact EZC100/250, and Accessories | 3116300 | 0%
EZC100N4025 | EZC100N 15kA @ 415V 4P 25A | 3116300 | PTCCB: EasyPact EZC100/250, and Accessories | 3116300 | 0%
EZC100N4030 | EZC100N 15kA @ 415V 4P 30A | 3160300 | PTCCB: EasyPact EZC100/250, and Accessories | 3160300 | 0%
EZC100N4040 | EZC100N 15kA @ 415V 4P 40A | 3160300 | PTCCB: EasyPact EZC100/250, and Accessories | 3160300 | 0%
EZC100N4050 | EZC100N 15kA @ 415V 4P 50A | 3160300 | PTCCB: EasyPact EZC100/250, and Accessories | 3160300 | 0%
EZC100N4060 | EZC100N 15kA @ 415V 4P 60A | 3160300 | PTCCB: EasyPact EZC100/250, and Accessories | 3160300 | 0%
EZC100N4075 | EZC100N 15kA @ 415V 4P 75A | 3160300 | PTCCB: EasyPact EZC100/250, and Accessories | 3160300 | 0%
EZC100N4080 | EZC100N 15kA @ 415V 4P 80A | 3160300 | PTCCB: EasyPact EZC100/250, and Accessories | 3160300 | 0%
EZC100N4100 | EZC100N 15kA @ 415V 4P 100A | 3160300 | PTCCB: EasyPact EZC100/250, and Accessories | 3160300 | 0%
EZC250F3100 | MG EZC250F 18kA 3P 100A | 3580500 | PTCCB: EasyPact EZC100/250, and Accessories | 3580500 | 0%
EZC250F3125 | MG EZC250F 18kA 3P 125A | 3829100 | PTCCB: EasyPact EZC100/250, and Accessories | 3829100 | 0%
EZC250F3150 | MG EZC250F 18kA 3P 150A | 4677200 | PTCCB: EasyPact EZC100/250, and Accessories | 4677200 | 0%
EZC250F3160 | MG EZC250F 18kA 3P 160A | 4677200 | PTCCB: EasyPact EZC100/250, and Accessories | 4677200 | 0%
EZC250F3175 | MG EZC250F 18kA 3P 175A | 4939000 | PTCCB: EasyPact EZC100/250, and Accessories | 4939000 | 0%
EZC250F3200 | MG EZC250F 18kA 3P 200A | 5370200 | PTCCB: EasyPact EZC100/250, and Accessories | 5370200 | 0%
EZC250F3225 | MG EZC250F 18kA 3P 225A | 5370200 | PTCCB: EasyPact EZC100/250, and Accessories | 5370200 | 0%
EZC250F3250 | MG EZC250F 18kA 3P 250A | 5370200 | PTCCB: EasyPact EZC100/250, and Accessories | 5370200 | 0%
EZC250H2100 | MG EZC250H 85kA 2P 100A | 3705900 | PTCCB: EasyPact EZC100/250, and Accessories | 3705900 | 0%
EZC250H2125 | MG EZC250H 85kA 2P 125A | 3821400 | PTCCB: EasyPact EZC100/250, and Accessories | 3821400 | 0%
EZC250H2150 | MG EZC250H 85kA 2P 150A | 4688200 | PTCCB: EasyPact EZC100/250, and Accessories | 4688200 | 0%
EZC250H2160 | MG EZC250H 85kA 2P 160A | 4688200 | PTCCB: EasyPact EZC100/250, and Accessories | 4688200 | 0%
EZC250H2175 | MG EZC250H 85kA 2P 175A | 5659500 | PTCCB: EasyPact EZC100/250, and Accessories | 5659500 | 0%
EZC250H2200 | MG EZC250H 85kA 2P 200A | 5659500 | PTCCB: EasyPact EZC100/250, and Accessories | 5659500 | 0%
EZC250H2225 | MG EZC250H 85kA 2P 225A | 5659500 | PTCCB: EasyPact EZC100/250, and Accessories | 5659500 | 0%
EZC250H2250 | MG EZC250H 85kA 2P 250A | 5659500 | PTCCB: EasyPact EZC100/250, and Accessories | 5659500 | 0%
EZC250H3100 | MG EZC250H 36kA 3P 100A | 3829100 | PTCCB: EasyPact EZC100/250, and Accessories | 3829100 | 0%
EZC250H3125 | MG EZC250H 36kA 3P 125A | 4544100 | PTCCB: EasyPact EZC100/250, and Accessories | 4544100 | 0%
EZC250H3150 | MG EZC250H 36kA 3P 150A | 5571500 | PTCCB: EasyPact EZC100/250, and Accessories | 5571500 | 0%
EZC250H3160 | MG EZC250H 36kA 3P 160A | 5571500 | PTCCB: EasyPact EZC100/250, and Accessories | 5571500 | 0%
EZC250H3175 | MG EZC250H 36kA 3P 175A | 6727600 | PTCCB: EasyPact EZC100/250, and Accessories | 6727600 | 0%
EZC250H3200 | MG EZC250H 36kA 3P 200A | 6727600 | PTCCB: EasyPact EZC100/250, and Accessories | 6727600 | 0%
EZC250H3225 | MG EZC250H 36kA 3P 225A | 6727600 | PTCCB: EasyPact EZC100/250, and Accessories | 6727600 | 0%
EZC250H3250 | MG EZC250H 36kA 3P 250A | 6727600 | PTCCB: EasyPact EZC100/250, and Accessories | 6727600 | 0%
EZC250H4063 | EZC250H 36KA 4P3D 063A | 5100700 | PTCCB: EasyPact EZC100/250, and Accessories | 5100700 | 0%
EZC250H4080 | EZC250H 36KA 4P3D 080A | 5100700 | PTCCB: EasyPact EZC100/250, and Accessories | 5100700 | 0%
EZC250H4100 | EZC250H 36KA 4P3D 100A | 5100700 | PTCCB: EasyPact EZC100/250, and Accessories | 5100700 | 0%
EZC250H4125 | EZC250H 36KA 4P3D 125A | 6167700 | PTCCB: EasyPact EZC100/250, and Accessories | 6167700 | 0%
EZC250H4150 | EZC250H 36KA 4P3D 150A | 7667000 | PTCCB: EasyPact EZC100/250, and Accessories | 7667000 | 0%
EZC250H4160 | EZC250H 36KA 4P3D 160A | 7667000 | PTCCB: EasyPact EZC100/250, and Accessories | 7667000 | 0%
EZC250H4175 | EZC250H 36KA 4P3D 175A | 9029900 | PTCCB: EasyPact EZC100/250, and Accessories | 9029900 | 0%
EZC250H4200 | EZC250H 36KA 4P3D 200A | 9410500 | PTCCB: EasyPact EZC100/250, and Accessories | 9410500 | 0%
EZC250H4225 | EZC250H 36KA 4P3D 225A | 9410500 | PTCCB: EasyPact EZC100/250, and Accessories | 9410500 | 0%
EZC250H4250 | EZC250H 36KA 4P3D 250A | 9410500 | PTCCB: EasyPact EZC100/250, and Accessories | 9410500 | 0%
EZC250N3100 | MG EZC250N 25kA 3P 100A | 3732300 | PTCCB: EasyPact EZC100/250, and Accessories | 3732300 | 0%
EZC250N3125 | MG EZC250N 25kA 3P 125A | 4204200 | PTCCB: EasyPact EZC100/250, and Accessories | 4204200 | 0%
EZC250N3150 | MG EZC250N 25kA 3P 150A | 5131500 | PTCCB: EasyPact EZC100/250, and Accessories | 5131500 | 0%
EZC250N3160 | MG EZC250N 25kA 3P 160A | 5131500 | PTCCB: EasyPact EZC100/250, and Accessories | 5131500 | 0%
EZC250N3175 | MG EZC250N 25kA 3P 175A | 5324000 | PTCCB: EasyPact EZC100/250, and Accessories | 5324000 | 0%
EZC250N3200 | MG EZC250N 25kA 3P 200A | 6059900 | PTCCB: EasyPact EZC100/250, and Accessories | 6059900 | 0%
EZC250N3225 | MG EZC250N 25kA 3P 225A | 6059900 | PTCCB: EasyPact EZC100/250, and Accessories | 6059900 | 0%
EZC250N3250 | MG EZC250N 25kA 3P 250A | 6059900 | PTCCB: EasyPact EZC100/250, and Accessories | 6059900 | 0%
EZC250N4063 | EZC250N 25KA 4P3D 063A | 4837800 | PTCCB: EasyPact EZC100/250, and Accessories | 4837800 | 0%
EZC250N4080 | EZC250N 25KA 4P3D 080A | 4837800 | PTCCB: EasyPact EZC100/250, and Accessories | 4837800 | 0%
EZC250N4100 | EZC250N 25KA 4P3D 100A | 4837800 | PTCCB: EasyPact EZC100/250, and Accessories | 4837800 | 0%
EZC250N4125 | EZC250N 25KA 4P3D 125A | 6069800 | PTCCB: EasyPact EZC100/250, and Accessories | 6069800 | 0%
EZC250N4150 | EZC250N 25KA 4P3D 150A | 7283100 | PTCCB: EasyPact EZC100/250, and Accessories | 7283100 | 0%
EZC250N4160 | EZC250N 25KA 4P3D 160A | 7283100 | PTCCB: EasyPact EZC100/250, and Accessories | 7283100 | 0%
EZC250N4175 | EZC250N 25KA 4P3D 175A | 7891400 | PTCCB: EasyPact EZC100/250, and Accessories | 7891400 | 0%
EZC250N4200 | EZC250N 25KA 4P3D 200A | 8036600 | PTCCB: EasyPact EZC100/250, and Accessories | 8036600 | 0%
EZC250N4225 | EZC250N 25KA 4P3D 225A | 8036600 | PTCCB: EasyPact EZC100/250, and Accessories | 8036600 | 0%
EZC250N4250 | EZC250N 25KA 4P3D 250A | 8036600 | PTCCB: EasyPact EZC100/250, and Accessories | 8036600 | 0%
EZC400H3320N | EZC400H TM320D 3P | 8814300 | PTCCB: EasyPact EZC400/630, EasyPact EZCV250 and Accessories | 8814300 | 0%
EZC400H3350N | EZC400H TM350D 3P | 8814300 | PTCCB: EasyPact EZC400/630, EasyPact EZCV250 and Accessories | 8814300 | 0%
EZC400H3400N | EZC400H TM400D 3P | 8814300 | PTCCB: EasyPact EZC400/630, EasyPact EZCV250 and Accessories | 8814300 | 0%
EZC400H4320N | EZC400H TM320D 4P | 10323500 | PTCCB: EasyPact EZC400/630, EasyPact EZCV250 and Accessories | 10323500 | 0%
EZC400H4350N | EZC400H TM350D 4P | 10323500 | PTCCB: EasyPact EZC400/630, EasyPact EZCV250 and Accessories | 10323500 | 0%
EZC400H4400N | EZC400H TM400D 4P | 10734900 | PTCCB: EasyPact EZC400/630, EasyPact EZCV250 and Accessories | 10734900 | 0%
EZC400N3320N | EZC400N TM320D 3P | 8028900 | PTCCB: EasyPact EZC400/630, EasyPact EZCV250 and Accessories | 8028900 | 0%
EZC400N3350N | EZC400N TM350D 3P | 8028900 | PTCCB: EasyPact EZC400/630, EasyPact EZCV250 and Accessories | 8028900 | 0%
EZC400N3400N | EZC400N TM400D 3P | 8028900 | PTCCB: EasyPact EZC400/630, EasyPact EZCV250 and Accessories | 8028900 | 0%
EZC400N4320N | EZC400N TM320D 4P | 9648100 | PTCCB: EasyPact EZC400/630, EasyPact EZCV250 and Accessories | 9648100 | 0%
EZC400N4350N | EZC400N TM350D 4P | 9648100 | PTCCB: EasyPact EZC400/630, EasyPact EZCV250 and Accessories | 9648100 | 0%
EZC400N4400N | EZC400N TM400D 4P | 10032000 | PTCCB: EasyPact EZC400/630, EasyPact EZCV250 and Accessories | 10032000 | 0%
EZC630H3400N | EZC630H TM400D 3P | 10897700 | PTCCB: EasyPact EZC400/630, EasyPact EZCV250 and Accessories | 10897700 | 0%
EZC630H3500N | EZC630H TM500D 3P | 10897700 | PTCCB: EasyPact EZC400/630, EasyPact EZCV250 and Accessories | 10897700 | 0%
EZC630H3600N | EZC630H TM600D 3P | 10897700 | PTCCB: EasyPact EZC400/630, EasyPact EZCV250 and Accessories | 10897700 | 0%
EZC630H4400N | EZC630H TM400D 4P | 14573900 | PTCCB: EasyPact EZC400/630, EasyPact EZCV250 and Accessories | 14573900 | 0%
EZC630H4500N | EZC630H TM500D 4P | 14573900 | PTCCB: EasyPact EZC400/630, EasyPact EZCV250 and Accessories | 14573900 | 0%
EZC630H4600N | EZC630H TM600D 4P | 14573900 | PTCCB: EasyPact EZC400/630, EasyPact EZCV250 and Accessories | 14573900 | 0%
EZC630N3400N | EZC630N TM400D 3P | 9730600 | PTCCB: EasyPact EZC400/630, EasyPact EZCV250 and Accessories | 9730600 | 0%
EZC630N3500N | EZC630N TM500D 3P | 9730600 | PTCCB: EasyPact EZC400/630, EasyPact EZCV250 and Accessories | 9730600 | 0%
EZC630N3600N | EZC630N TM600D 3P | 9730600 | PTCCB: EasyPact EZC400/630, EasyPact EZCV250 and Accessories | 9730600 | 0%
EZC630N4400N | EZC630N TM400D 4P | 13620200 | PTCCB: EasyPact EZC400/630, EasyPact EZCV250 and Accessories | 13620200 | 0%
EZC630N4500N | EZC630N TM500D 4P | 13620200 | PTCCB: EasyPact EZC400/630, EasyPact EZCV250 and Accessories | 13620200 | 0%
EZC630N4600N | EZC630N TM600D 4P | 13620200 | PTCCB: EasyPact EZC400/630, EasyPact EZCV250 and Accessories | 13620200 | 0%
EZCV250H3063 | EZCV250H 36KA 3P3D 063A | 10047400 | PTCCB: EasyPact EZC400/630, EasyPact EZCV250 and Accessories | 10047400 | 0%
EZCV250H3080 | EZCV250H 36KA 3P3D 080A | 10047400 | PTCCB: EasyPact EZC400/630, EasyPact EZCV250 and Accessories | 10047400 | 0%
EZCV250H3100 | EZCV250H 36KA 3P3D 100A | 10047400 | PTCCB: EasyPact EZC400/630, EasyPact EZCV250 and Accessories | 10047400 | 0%
EZCV250H3125 | EZCV250H 36KA 3P3D 125A | 11693000 | PTCCB: EasyPact EZC400/630, EasyPact EZCV250 and Accessories | 11693000 | 0%
EZCV250H3150 | EZCV250H 36KA 3P3D 150A | 13885300 | PTCCB: EasyPact EZC400/630, EasyPact EZCV250 and Accessories | 13885300 | 0%
EZCV250H3160 | EZCV250H 36KA 3P3D 160A | 13885300 | PTCCB: EasyPact EZC400/630, EasyPact EZCV250 and Accessories | 13885300 | 0%
EZCV250H3175 | EZCV250H 36KA 3P3D 175A | 17162200 | PTCCB: EasyPact EZC400/630, EasyPact EZCV250 and Accessories | 17162200 | 0%
EZCV250H3200 | EZCV250H 36KA 3P3D 200A | 17162200 | PTCCB: EasyPact EZC400/630, EasyPact EZCV250 and Accessories | 17162200 | 0%
EZCV250H3225 | EZCV250H 36KA 3P3D 225A | 17162200 | PTCCB: EasyPact EZC400/630, EasyPact EZCV250 and Accessories | 17162200 | 0%
EZCV250H3250 | EZCV250H 36KA 3P3D 250A | 17162200 | PTCCB: EasyPact EZC400/630, EasyPact EZCV250 and Accessories | 17162200 | 0%
EZCV250H4063 | EZCV250H 36KA 4P3D 063A | 12560900 | PTCCB: EasyPact EZC400/630, EasyPact EZCV250 and Accessories | 12560900 | 0%
EZCV250H4080 | EZCV250H 36KA 4P3D 080A | 12560900 | PTCCB: EasyPact EZC400/630, EasyPact EZCV250 and Accessories | 12560900 | 0%
EZCV250H4100 | EZCV250H 36KA 4P3D 100A | 12560900 | PTCCB: EasyPact EZC400/630, EasyPact EZCV250 and Accessories | 12560900 | 0%
EZCV250H4125 | EZCV250H 36KA 4P3D 125A | 14614600 | PTCCB: EasyPact EZC400/630, EasyPact EZCV250 and Accessories | 14614600 | 0%
EZCV250H4150 | EZCV250H 36KA 4P3D 150A | 16440600 | PTCCB: EasyPact EZC400/630, EasyPact EZCV250 and Accessories | 16440600 | 0%
EZCV250H4160 | EZCV250H 36KA 4P3D 160A | 16440600 | PTCCB: EasyPact EZC400/630, EasyPact EZCV250 and Accessories | 16440600 | 0%
EZCV250H4175 | EZCV250H 36KA 4P3D 175A | 21382900 | PTCCB: EasyPact EZC400/630, EasyPact EZCV250 and Accessories | 21382900 | 0%
EZCV250H4200 | EZCV250H 36KA 4P3D 200A | 21382900 | PTCCB: EasyPact EZC400/630, EasyPact EZCV250 and Accessories | 21382900 | 0%
EZCV250H4225 | EZCV250H 36KA 4P3D 225A | 21382900 | PTCCB: EasyPact EZC400/630, EasyPact EZCV250 and Accessories | 21382900 | 0%
EZCV250H4250 | EZCV250H 36KA 4P3D 250A | 21382900 | PTCCB: EasyPact EZC400/630, EasyPact EZCV250 and Accessories | 21382900 | 0%
EZCV250N3063 | EZCV250N 25KA 3P3D 063A | 9031000 | PTCCB: EasyPact EZC400/630, EasyPact EZCV250 and Accessories | 9031000 | 0%
EZCV250N3080 | EZCV250N 25KA 3P3D 080A | 9031000 | PTCCB: EasyPact EZC400/630, EasyPact EZCV250 and Accessories | 9031000 | 0%
EZCV250N3100 | EZCV250N 25KA 3P3D 100A | 9031000 | PTCCB: EasyPact EZC400/630, EasyPact EZCV250 and Accessories | 9031000 | 0%
EZCV250N3125 | EZCV250N 25KA 3P3D 125A | 9454500 | PTCCB: EasyPact EZC400/630, EasyPact EZCV250 and Accessories | 9454500 | 0%
EZCV250N3150 | EZCV250N 25KA 3P3D 150A | 11051700 | PTCCB: EasyPact EZC400/630, EasyPact EZCV250 and Accessories | 11051700 | 0%
EZCV250N3160 | EZCV250N 25KA 3P3D 160A | 11051700 | PTCCB: EasyPact EZC400/630, EasyPact EZCV250 and Accessories | 11051700 | 0%
EZCV250N3175 | EZCV250N 25KA 3P3D 175A | 11973500 | PTCCB: EasyPact EZC400/630, EasyPact EZCV250 and Accessories | 11973500 | 0%
EZCV250N3200 | EZCV250N 25KA 3P3D 200A | 13040500 | PTCCB: EasyPact EZC400/630, EasyPact EZCV250 and Accessories | 13040500 | 0%
EZCV250N3225 | EZCV250N 25KA 3P3D 225A | 13040500 | PTCCB: EasyPact EZC400/630, EasyPact EZCV250 and Accessories | 13040500 | 0%
EZCV250N3250 | EZCV250N 25KA 3P3D 250A | 13040500 | PTCCB: EasyPact EZC400/630, EasyPact EZCV250 and Accessories | 13040500 | 0%
EZCV250N4063 | EZCV250N 25KA 4P4D 063A | 11554400 | PTCCB: EasyPact EZC400/630, EasyPact EZCV250 and Accessories | 11554400 | 0%
EZCV250N4080 | EZCV250N 25KA 4P4D 080A | 11554400 | PTCCB: EasyPact EZC400/630, EasyPact EZCV250 and Accessories | 11554400 | 0%
EZCV250N4100 | EZCV250N 25KA 4P4D 100A | 11554400 | PTCCB: EasyPact EZC400/630, EasyPact EZCV250 and Accessories | 11554400 | 0%
EZCV250N4125 | EZCV250N 25KA 4P4D 125A | 13358400 | PTCCB: EasyPact EZC400/630, EasyPact EZCV250 and Accessories | 13358400 | 0%
EZCV250N4150 | EZCV250N 25KA 4P4D 150A | 15208600 | PTCCB: EasyPact EZC400/630, EasyPact EZCV250 and Accessories | 15208600 | 0%
EZCV250N4160 | EZCV250N 25KA 4P4D 160A | 15208600 | PTCCB: EasyPact EZC400/630, EasyPact EZCV250 and Accessories | 15208600 | 0%
EZCV250N4175 | EZCV250N 25KA 4P4D 175A | 17639600 | PTCCB: EasyPact EZC400/630, EasyPact EZCV250 and Accessories | 17639600 | 0%
EZCV250N4200 | EZCV250N 25KA 4P4D 200A | 19262100 | PTCCB: EasyPact EZC400/630, EasyPact EZCV250 and Accessories | 19262100 | 0%
EZCV250N4225 | EZCV250N 25KA 4P4D 225A | 19262100 | PTCCB: EasyPact EZC400/630, EasyPact EZCV250 and Accessories | 19262100 | 0%
EZCV250N4250 | EZCV250N 25KA 4P4D 250A | 19262100 | PTCCB: EasyPact EZC400/630, EasyPact EZCV250 and Accessories | 19262100 | 0%
EZEAL | EZ ALARM SWITCH (AL) | 762300 | PTCCB: EasyPact EZC100/250, and Accessories | 762300 | 0%
EZEAX | EZ AUXILIARY SWITCH (AX) | 762300 | PTCCB: EasyPact EZC100/250, and Accessories | 762300 | 0%
EZEAXAL | EZ AUXILIARY/ALARM SWITCH (AX/AL) | 1269400 | PTCCB: EasyPact EZC100/250, and Accessories | 1269400 | 0%
EZEFASB2 | EZ250 Phase barriers 2Pc | 122100 | PTCCB: EasyPact EZC100/250, and Accessories | 122100 | 0%
EZELOCK | EZ250 Padlocking system | 184800 | PTCCB: EasyPact EZC100/250, and Accessories | 184800 | 0%
EZELOCKN | PADLOCKING DEVICE EZ250 CIRCUIT BREAKER | 184800 | PTCCB: EasyPact EZC100/250, and Accessories | 184800 | 0%
EZEROTDS | EZ250 Standard direct rotary handle | 1438800 | PTCCB: EasyPact EZC100/250, and Accessories | 1438800 | 0%
EZEROTE | EZ250 Extended rotary handle | 2456300 | PTCCB: EasyPact EZC100/250, and Accessories | 2456300 | 0%
EZESHT024DC | EZ250 Shunt trip release SHT 24VDC | 1536700 | PTCCB: EasyPact EZC100/250, and Accessories | 1536700 | 0%
EZESHT048DC | EZ250 Shunt trip release SHT 48VDC | 1536700 | PTCCB: EasyPact EZC100/250, and Accessories | 1536700 | 0%
EZESHT100AC | EZ250 Shunt trip release SHT 100 120VAC | 1536700 | PTCCB: EasyPact EZC100/250, and Accessories | 1536700 | 0%
EZESHT120AC | EZ250 Shunt trip release SHT 120 130VAC | 1536700 | PTCCB: EasyPact EZC100/250, and Accessories | 1536700 | 0%
EZESHT200AC | EZ SHUNT TRIP (SHT) 200-240 V AC | 1536700 | PTCCB: EasyPact EZC100/250, and Accessories | 1536700 | 0%
EZESHT400AC | EZ250 Shunt trip release SHT 380 440VA | 1536700 | PTCCB: EasyPact EZC100/250, and Accessories | 1536700 | 0%
EZESHT440AC | EZ250 Shunt trip release SHT 440 480VA | 1826000 | PTCCB: EasyPact EZC100/250, and Accessories | 1826000 | 0%
EZESPDR3P | TERMINAL EXTENSION (SPREADER) | 281600 | PTCCB: EasyPact EZC100/250, and Accessories | 281600 | 0%
EZETEX | EZ250 Terminal extensions 4Pcs | 254100 | PTCCB: EasyPact EZC100/250, and Accessories | 254100 | 0%
EZETEX4P | TERMINAL EXTENSIONS 4 PIECES EZ250 CIRC | 498300 | PTCCB: EasyPact EZC100/250, and Accessories | 498300 | 0%
EZETSHD3P | EZ250 Terminal shields 3P 2Pcs | 281600 | PTCCB: EasyPact EZC100/250, and Accessories | 281600 | 0%
EZEUVR024DC | EZ250 Under voltage release 24VDC | 5423000 | PTCCB: EasyPact EZC100/250, and Accessories | 5423000 | 0%
EZEUVR048DC | EZ250 Under voltage release 48VDC | 5423000 | PTCCB: EasyPact EZC100/250, and Accessories | 5423000 | 0%
EZEUVR110AC | EZ250 Under voltage release 110 130VAC | 5423000 | PTCCB: EasyPact EZC100/250, and Accessories | 5423000 | 0%
EZEUVR125DC | EZ250 Under voltage release 125VDC | 5423000 | PTCCB: EasyPact EZC100/250, and Accessories | 5423000 | 0%
EZEUVR200AC | EZ UVR 200-240 V AC | 5423000 | PTCCB: EasyPact EZC100/250, and Accessories | 5423000 | 0%
EZEUVR277AC | EZ250 Under voltage release 277VAC | 5423000 | PTCCB: EasyPact EZC100/250, and Accessories | 5423000 | 0%
EZEUVR400AC | EZ250 Under voltage release 380 415VAC | 5423000 | PTCCB: EasyPact EZC100/250, and Accessories | 5423000 | 0%
EZEUVR440AC | Z250 Under voltage release 440 480VAC | 5423000 | PTCCB: EasyPact EZC100/250, and Accessories | 5423000 | 0%
EZEUVRN024DC | UVR COIL MN 024V DC EZ250 CIRCUIT BREAK | 5909200 | PTCCB: EasyPact EZC100/250, and Accessories | 5909200 | 0%
EZEUVRN048DC | UVR COIL MN 048V DC EZ250 CIRCUIT BREAK | 5909200 | PTCCB: EasyPact EZC100/250, and Accessories | 5909200 | 0%
EZEUVRN110AC | UVR COIL MN 110V CA EZ250 CIRCUIT BREAK | 5909200 | PTCCB: EasyPact EZC100/250, and Accessories | 5909200 | 0%
EZEUVRN125DC | UVR COIL MN 125V DC EZ250 CIRCUIT BREAK | 5909200 | PTCCB: EasyPact EZC100/250, and Accessories | 5909200 | 0%
EZEUVRN200AC | UVR COIL MN 200V CA EZ250 CIRCUIT BREAK | 7034500 | PTCCB: EasyPact EZC100/250, and Accessories | 7034500 | 0%
EZEUVRN277AC | UVR COIL MN 277V CA EZ250 CIRCUIT BREAK | 6870600 | PTCCB: EasyPact EZC100/250, and Accessories | 6870600 | 0%
EZEUVRN400AC | UVR COIL MN 400V CA EZ250 CIRCUIT BREAK | 8244500 | PTCCB: EasyPact EZC100/250, and Accessories | 8244500 | 0%
EZEUVRN440AC | UVR COIL MN 440V CA EZ250 CIRCUIT BREAK | 8244500 | PTCCB: EasyPact EZC100/250, and Accessories | 8244500 | 0%
GV2AF01 | INTERCON.BLOCK.FOR K.CONT | 74800 | PTCTR: Contactor D>18A, LC2D***, Contactor F, K, TESYS U; Capacitor Contactor ; EOCR; Overload relays, Control Relays, ElectromagneticRelay; Motor CB except range GV2ME; Accessories | 72600 | 3.03%
GV2AF3 | TERMINAL BLOCK | 137500 | PTCTR: Contactor D>18A, LC2D***, Contactor F, K, TESYS U; Capacitor Contactor ; EOCR; Overload relays, Control Relays, ElectromagneticRelay; Motor CB except range GV2ME; Accessories | 133100 | 3.306%
GV2AF4 | TERMINAL BLOCK | 149600 | PTCTR: Contactor D>18A, LC2D***, Contactor F, K, TESYS U; Capacitor Contactor ; EOCR; Overload relays, Control Relays, ElectromagneticRelay; Motor CB except range GV2ME; Accessories | 145200 | 3.03%
GV2G245 | 2 TAP-OFFS BUSBAR GV2 63A 45MM PITCH | 202400 | PTCTR: Contactor D>18A, LC2D***, Contactor F, K, TESYS U; Capacitor Contactor ; EOCR; Overload relays, Control Relays, ElectromagneticRelay; Motor CB except range GV2ME; Accessories | 196900 | 2.793%
GV2G254 | 2 TAP-OFFS BUSBAR GV2 63A 54MM PITCH | 168300 | PTCTR: Contactor D>18A, LC2D***, Contactor F, K, TESYS U; Capacitor Contactor ; EOCR; Overload relays, Control Relays, ElectromagneticRelay; Motor CB except range GV2ME; Accessories | 163900 | 2.685%
GV2G272 | 2 TAP-OFFS BUSBAR GV2 63A 72MM PITCH | 259600 | PTCTR: Contactor D>18A, LC2D***, Contactor F, K, TESYS U; Capacitor Contactor ; EOCR; Overload relays, Control Relays, ElectromagneticRelay; Motor CB except range GV2ME; Accessories | 251900 | 3.057%
GV2G345 | 3 TAP-OFFS BUSBAR GV2 63A 45MM PITCH | 264000 | PTCTR: Contactor D>18A, LC2D***, Contactor F, K, TESYS U; Capacitor Contactor ; EOCR; Overload relays, Control Relays, ElectromagneticRelay; Motor CB except range GV2ME; Accessories | 256300 | 3.004%
GV2G354 | 3 TAP-OFFS BUSBAR GV2 63A 54MM PITCH | 225500 | PTCTR: Contactor D>18A, LC2D***, Contactor F, K, TESYS U; Capacitor Contactor ; EOCR; Overload relays, Control Relays, ElectromagneticRelay; Motor CB except range GV2ME; Accessories | 218900 | 3.015%
GV2G445 | 4 TAP-OFFS BUSBAR GV2 63A 45MM PITCH | 312400 | PTCTR: Contactor D>18A, LC2D***, Contactor F, K, TESYS U; Capacitor Contactor ; EOCR; Overload relays, Control Relays, ElectromagneticRelay; Motor CB except range GV2ME; Accessories | 303600 | 2.899%
GV2G454 | 4 TAP-OFFS BUSBAR GV2 63A 54MM PITCH | 295900 | PTCTR: Contactor D>18A, LC2D***, Contactor F, K, TESYS U; Capacitor Contactor ; EOCR; Overload relays, Control Relays, ElectromagneticRelay; Motor CB except range GV2ME; Accessories | 287100 | 3.065%
GV2G472 | 4 TAP-OFFS BUSBAR GV2 63A 72MM PITCH | 386100 | PTCTR: Contactor D>18A, LC2D***, Contactor F, K, TESYS U; Capacitor Contactor ; EOCR; Overload relays, Control Relays, ElectromagneticRelay; Motor CB except range GV2ME; Accessories | 375100 | 2.933%
GV2G554 | 5 TAP-OFFS BUSBAR GV2 63A 54MM PITCH | 363000 | PTCTR: Contactor D>18A, LC2D***, Contactor F, K, TESYS U; Capacitor Contactor ; EOCR; Overload relays, Control Relays, ElectromagneticRelay; Motor CB except range GV2ME; Accessories | 352000 | 3.125%
GV2L03 | MAGNETIC CIRCUIT BREAKER | 1372800 | PTCTR: Contactor D>18A, LC2D***, Contactor F, K, TESYS U; Capacitor Contactor ; EOCR; Overload relays, Control Relays, ElectromagneticRelay; Motor CB except range GV2ME; Accessories | 1333200 | 2.97%
GV2L04 | MAGNETIC CIRCUIT BREAKER | 1372800 | PTCTR: Contactor D>18A, LC2D***, Contactor F, K, TESYS U; Capacitor Contactor ; EOCR; Overload relays, Control Relays, ElectromagneticRelay; Motor CB except range GV2ME; Accessories | 1333200 | 2.97%
GV2L05 | MAGNETIC CIRCUIT BREAKER | 1427800 | PTCTR: Contactor D>18A, LC2D***, Contactor F, K, TESYS U; Capacitor Contactor ; EOCR; Overload relays, Control Relays, ElectromagneticRelay; Motor CB except range GV2ME; Accessories | 1386000 | 3.016%
GV2L06 | MAGNETIC CIRCUIT BREAKER | 1483900 | PTCTR: Contactor D>18A, LC2D***, Contactor F, K, TESYS U; Capacitor Contactor ; EOCR; Overload relays, Control Relays, ElectromagneticRelay; Motor CB except range GV2ME; Accessories | 1441000 | 2.977%
GV2L07 | MAGNETIC CIRCUIT BREAKER | 1483900 | PTCTR: Contactor D>18A, LC2D***, Contactor F, K, TESYS U; Capacitor Contactor ; EOCR; Overload relays, Control Relays, ElectromagneticRelay; Motor CB except range GV2ME; Accessories | 1441000 | 2.977%
GV2L08 | MAGNETIC CIRCUIT BREAKER | 1483900 | PTCTR: Contactor D>18A, LC2D***, Contactor F, K, TESYS U; Capacitor Contactor ; EOCR; Overload relays, Control Relays, ElectromagneticRelay; Motor CB except range GV2ME; Accessories | 1441000 | 2.977%
GV2L10 | MAGNETIC CIRCUIT BREAKER | 1483900 | PTCTR: Contactor D>18A, LC2D***, Contactor F, K, TESYS U; Capacitor Contactor ; EOCR; Overload relays, Control Relays, ElectromagneticRelay; Motor CB except range GV2ME; Accessories | 1441000 | 2.977%
GV2L14 | MAGNETIC CIRCUIT BREAKER | 1626900 | PTCTR: Contactor D>18A, LC2D***, Contactor F, K, TESYS U; Capacitor Contactor ; EOCR; Overload relays, Control Relays, ElectromagneticRelay; Motor CB except range GV2ME; Accessories | 1579600 | 2.994%
GV2L16 | MAGNETIC CIRCUIT BREAKER | 1716000 | PTCTR: Contactor D>18A, LC2D***, Contactor F, K, TESYS U; Capacitor Contactor ; EOCR; Overload relays, Control Relays, ElectromagneticRelay; Motor CB except range GV2ME; Accessories | 1666500 | 2.97%
GV2L20 | MAGNETIC CIRCUIT BREAKER | 1716000 | PTCTR: Contactor D>18A, LC2D***, Contactor F, K, TESYS U; Capacitor Contactor ; EOCR; Overload relays, Control Relays, ElectromagneticRelay; Motor CB except range GV2ME; Accessories | 1666500 | 2.97%
GV2L22 | MAGNETIC CIRCUIT BREAKER | 1716000 | PTCTR: Contactor D>18A, LC2D***, Contactor F, K, TESYS U; Capacitor Contactor ; EOCR; Overload relays, Control Relays, ElectromagneticRelay; Motor CB except range GV2ME; Accessories | 1666500 | 2.97%
GV2L32 | GV2L MOTOR CB MAGNETIC 32A ROTARY HANDLE | 1716000 | PTCTR: Contactor D>18A, LC2D***, Contactor F, K, TESYS U; Capacitor Contactor ; EOCR; Overload relays, Control Relays, ElectromagneticRelay; Motor CB except range GV2ME; Accessories | 1666500 | 2.97%
GV2LE03 | GV2 MOTOR CB MAGNETIC 0.4A TOGGLE SWITCH | 1098900 | PTCTR: Contactor D>18A, LC2D***, Contactor F, K, TESYS U; Capacitor Contactor ; EOCR; Overload relays, Control Relays, ElectromagneticRelay; Motor CB except range GV2ME; Accessories | 1067000 | 2.99%
GV2LE04 | GV2 MOTOR CB MAGNETIC 0.63A TOGGLEITCH | 1098900 | PTCTR: Contactor D>18A, LC2D***, Contactor F, K, TESYS U; Capacitor Contactor ; EOCR; Overload relays, Control Relays, ElectromagneticRelay; Motor CB except range GV2ME; Accessories | 1067000 | 2.99%
GV2LE05 | GV2 MOTOR CB MAGNETIC 1A TOGGLE SWITCH | 1140700 | PTCTR: Contactor D>18A, LC2D***, Contactor F, K, TESYS U; Capacitor Contactor ; EOCR; Overload relays, Control Relays, ElectromagneticRelay; Motor CB except range GV2ME; Accessories | 1107700 | 2.979%
GV2LE06 | GV2 MOTOR CB MAGNETIC 1.6A TOGGLE SWITCH | 1190200 | PTCTR: Contactor D>18A, LC2D***, Contactor F, K, TESYS U; Capacitor Contactor ; EOCR; Overload relays, Control Relays, ElectromagneticRelay; Motor CB except range GV2ME; Accessories | 1155000 | 3.048%
GV2LE07 | GV2 MOTOR CB MAGNETIC 2.5A TOGGLE SWITCH | 1190200 | PTCTR: Contactor D>18A, LC2D***, Contactor F, K, TESYS U; Capacitor Contactor ; EOCR; Overload relays, Control Relays, ElectromagneticRelay; Motor CB except range GV2ME; Accessories | 1155000 | 3.048%
GV2LE08 | GV2 MOTOR CB MAGNETIC 4A TOGGLE SWITCH | 1190200 | PTCTR: Contactor D>18A, LC2D***, Contactor F, K, TESYS U; Capacitor Contactor ; EOCR; Overload relays, Control Relays, ElectromagneticRelay; Motor CB except range GV2ME; Accessories | 1155000 | 3.048%
GV2LE10 | GV2 MOTOR CB MAGNETIC 6.3A TOGGLE SWITCH | 1190200 | PTCTR: Contactor D>18A, LC2D***, Contactor F, K, TESYS U; Capacitor Contactor ; EOCR; Overload relays, Control Relays, ElectromagneticRelay; Motor CB except range GV2ME; Accessories | 1155000 | 3.048%
GV2LE14 | GV2 MOTOR CB MAGNETIC 10A TOGGLE SWITCH | 1299100 | PTCTR: Contactor D>18A, LC2D***, Contactor F, K, TESYS U; Capacitor Contactor ; EOCR; Overload relays, Control Relays, ElectromagneticRelay; Motor CB except range GV2ME; Accessories | 1261700 | 2.964%
GV2LE16 | GV2 MOTOR CB MAGNETIC 14A TOGGLE SWITCH | 1373900 | PTCTR: Contactor D>18A, LC2D***, Contactor F, K, TESYS U; Capacitor Contactor ; EOCR; Overload relays, Control Relays, ElectromagneticRelay; Motor CB except range GV2ME; Accessories | 1334300 | 2.968%
GV2LE20 | GV2 MOTOR CB MAGNETIC 18A TOGGLE SWITCH | 1373900 | PTCTR: Contactor D>18A, LC2D***, Contactor F, K, TESYS U; Capacitor Contactor ; EOCR; Overload relays, Control Relays, ElectromagneticRelay; Motor CB except range GV2ME; Accessories | 1334300 | 2.968%
GV2LE22 | GV2 MOTOR CB MAGNETIC 25A TOGGLE SWITCH | 1373900 | PTCTR: Contactor D>18A, LC2D***, Contactor F, K, TESYS U; Capacitor Contactor ; EOCR; Overload relays, Control Relays, ElectromagneticRelay; Motor CB except range GV2ME; Accessories | 1334300 | 2.968%
GV2LE32 | GV2 MOTOR CB MAGNETIC 32A TOGGLE SWITCH | 1373900 | PTCTR: Contactor D>18A, LC2D***, Contactor F, K, TESYS U; Capacitor Contactor ; EOCR; Overload relays, Control Relays, ElectromagneticRelay; Motor CB except range GV2ME; Accessories | 1334300 | 2.968%
GV2ME01 | MOTOR CIRCUIT BREAKER | 1174800 | PTCTR: Contactor D ( LC1D***, )<=18A; Motor CB / Magnetic CB (GV2M**) for range GV2ME | 1140700 | 2.989%
GV2ME02 | GV2ME MOTOR CB THER/MAG 0.16-0.25A ROCKE | 1174800 | PTCTR: Contactor D ( LC1D***, )<=18A; Motor CB / Magnetic CB (GV2M**) for range GV2ME | 1140700 | 2.989%
GV2ME03 | MOTOR CIRCUIT BREAKER | 1174800 | PTCTR: Contactor D ( LC1D***, )<=18A; Motor CB / Magnetic CB (GV2M**) for range GV2ME | 1140700 | 2.989%
GV2ME04 | MOTOR CIRCUIT BREAKER | 1174800 | PTCTR: Contactor D ( LC1D***, )<=18A; Motor CB / Magnetic CB (GV2M**) for range GV2ME | 1140700 | 2.989%
GV2ME05 | GV2ME MOTOR CB THERM/MAG 0.63-1A ROCKER | 1219900 | PTCTR: Contactor D ( LC1D***, )<=18A; Motor CB / Magnetic CB (GV2M**) for range GV2ME | 1184700 | 2.971%
GV2ME06 | GV2ME MOTOR CB THERM/MAG 1-1.6A ROCKER | 1272700 | PTCTR: Contactor D ( LC1D***, )<=18A; Motor CB / Magnetic CB (GV2M**) for range GV2ME | 1235300 | 3.028%
GV2ME07 | MOTOR CIRCUIT BREAKER | 1272700 | PTCTR: Contactor D ( LC1D***, )<=18A; Motor CB / Magnetic CB (GV2M**) for range GV2ME | 1235300 | 3.028%
GV2ME08 | MOTOR CIRCUIT BREAKER | 1272700 | PTCTR: Contactor D ( LC1D***, )<=18A; Motor CB / Magnetic CB (GV2M**) for range GV2ME | 1235300 | 3.028%
GV2ME10 | GV2ME MOTOR CB THERM/MAG 4-6.3A ROCKER | 1272700 | PTCTR: Contactor D ( LC1D***, )<=18A; Motor CB / Magnetic CB (GV2M**) for range GV2ME | 1235300 | 3.028%
GV2ME14 | MOTOR CIRCUIT BREAKER | 1392600 | PTCTR: Contactor D ( LC1D***, )<=18A; Motor CB / Magnetic CB (GV2M**) for range GV2ME | 1351900 | 3.011%
GV2ME16 | GV2ME MOTOR CB THERM/MAG 9-14A ROCKER | 1470700 | PTCTR: Contactor D ( LC1D***, )<=18A; Motor CB / Magnetic CB (GV2M**) for range GV2ME | 1427800 | 3.005%
GV2ME20 | MOTOR CIRCUIT BREAKER | 1470700 | PTCTR: Contactor D ( LC1D***, )<=18A; Motor CB / Magnetic CB (GV2M**) for range GV2ME | 1427800 | 3.005%
GV2ME21 | MOTOR CIRCUIT BREAKER | 1470700 | PTCTR: Contactor D ( LC1D***, )<=18A; Motor CB / Magnetic CB (GV2M**) for range GV2ME | 1427800 | 3.005%
GV2ME22 | GV2ME MOTOR CB THERM/MAG 20-25A ROCKER | 1470700 | PTCTR: Contactor D ( LC1D***, )<=18A; Motor CB / Magnetic CB (GV2M**) for range GV2ME | 1427800 | 3.005%
GV2ME32 | MOTOR CIRCUIT BREAKER | 1470700 | PTCTR: Contactor D ( LC1D***, )<=18A; Motor CB / Magnetic CB (GV2M**) for range GV2ME | 1427800 | 3.005%
GV2P01 | MOTOR CIRCUIT BREAKER | 1445400 | PTCTR: Contactor D>18A, LC2D***, Contactor F, K, TESYS U; Capacitor Contactor ; EOCR; Overload relays, Control Relays, ElectromagneticRelay; Motor CB except range GV2ME; Accessories | 1403600 | 2.978%
GV2P02 | MOTOR CIRCUIT BREAKER | 1445400 | PTCTR: Contactor D>18A, LC2D***, Contactor F, K, TESYS U; Capacitor Contactor ; EOCR; Overload relays, Control Relays, ElectromagneticRelay; Motor CB except range GV2ME; Accessories | 1403600 | 2.978%
GV2P03 | MOTOR CIRCUIT BREAKER | 1445400 | PTCTR: Contactor D>18A, LC2D***, Contactor F, K, TESYS U; Capacitor Contactor ; EOCR; Overload relays, Control Relays, ElectromagneticRelay; Motor CB except range GV2ME; Accessories | 1403600 | 2.978%
GV2P04 | MOTOR CIRCUIT BREAKER | 1445400 | PTCTR: Contactor D>18A, LC2D***, Contactor F, K, TESYS U; Capacitor Contactor ; EOCR; Overload relays, Control Relays, ElectromagneticRelay; Motor CB except range GV2ME; Accessories | 1403600 | 2.978%
GV2P05 | MOTOR CIRCUIT BREAKER | 1501500 | PTCTR: Contactor D>18A, LC2D***, Contactor F, K, TESYS U; Capacitor Contactor ; EOCR; Overload relays, Control Relays, ElectromagneticRelay; Motor CB except range GV2ME; Accessories | 1457500 | 3.019%
GV2P06 | MOTOR CIRCUIT BREAKER | 1562000 | PTCTR: Contactor D>18A, LC2D***, Contactor F, K, TESYS U; Capacitor Contactor ; EOCR; Overload relays, Control Relays, ElectromagneticRelay; Motor CB except range GV2ME; Accessories | 1516900 | 2.973%
GV2P07 | MOTOR CIRCUIT BREAKER | 1562000 | PTCTR: Contactor D>18A, LC2D***, Contactor F, K, TESYS U; Capacitor Contactor ; EOCR; Overload relays, Control Relays, ElectromagneticRelay; Motor CB except range GV2ME; Accessories | 1516900 | 2.973%
GV2P08 | MOTOR CIRCUIT BREAKER | 1562000 | PTCTR: Contactor D>18A, LC2D***, Contactor F, K, TESYS U; Capacitor Contactor ; EOCR; Overload relays, Control Relays, ElectromagneticRelay; Motor CB except range GV2ME; Accessories | 1516900 | 2.973%
GV2P10 | MOTOR CIRCUIT BREAKER | 1562000 | PTCTR: Contactor D>18A, LC2D***, Contactor F, K, TESYS U; Capacitor Contactor ; EOCR; Overload relays, Control Relays, ElectromagneticRelay; Motor CB except range GV2ME; Accessories | 1516900 | 2.973%
GV2P14 | MOTOR CIRCUIT BREAKER | 1710500 | PTCTR: Contactor D>18A, LC2D***, Contactor F, K, TESYS U; Capacitor Contactor ; EOCR; Overload relays, Control Relays, ElectromagneticRelay; Motor CB except range GV2ME; Accessories | 1661000 | 2.98%
GV2P16 | MOTOR CIRCUIT BREAKER | 1807300 | PTCTR: Contactor D>18A, LC2D***, Contactor F, K, TESYS U; Capacitor Contactor ; EOCR; Overload relays, Control Relays, ElectromagneticRelay; Motor CB except range GV2ME; Accessories | 1754500 | 3.009%
GV2P20 | MOTOR CIRCUIT BREAKER | 1807300 | PTCTR: Contactor D>18A, LC2D***, Contactor F, K, TESYS U; Capacitor Contactor ; EOCR; Overload relays, Control Relays, ElectromagneticRelay; Motor CB except range GV2ME; Accessories | 1754500 | 3.009%
GV2P21 | MOTOR CIRCUIT BREAKER | 1807300 | PTCTR: Contactor D>18A, LC2D***, Contactor F, K, TESYS U; Capacitor Contactor ; EOCR; Overload relays, Control Relays, ElectromagneticRelay; Motor CB except range GV2ME; Accessories | 1754500 | 3.009%
GV2P22 | MOTOR CIRCUIT BREAKER | 1807300 | PTCTR: Contactor D>18A, LC2D***, Contactor F, K, TESYS U; Capacitor Contactor ; EOCR; Overload relays, Control Relays, ElectromagneticRelay; Motor CB except range GV2ME; Accessories | 1754500 | 3.009%
GV2P32 | GV2P MOTOR CB THERM/MAG 24-32A ROT HANDL | 1807300 | PTCTR: Contactor D>18A, LC2D***, Contactor F, K, TESYS U; Capacitor Contactor ; EOCR; Overload relays, Control Relays, ElectromagneticRelay; Motor CB except range GV2ME; Accessories | 1754500 | 3.009%
GV3G364 | 3 BREAKERS POWER BUSBAR | 999900 | PTCTR: Contactor D>18A, LC2D***, Contactor F, K, TESYS U; Capacitor Contactor ; EOCR; Overload relays, Control Relays, ElectromagneticRelay; Motor CB except range GV2ME; Accessories | 971300 | 2.945%
GV3G66 | GV3P/L COVER FOR LARGE SPACING | 251900 | PTCTR: Contactor D>18A, LC2D***, Contactor F, K, TESYS U; Capacitor Contactor ; EOCR; Overload relays, Control Relays, ElectromagneticRelay; Motor CB except range GV2ME; Accessories | 244200 | 3.153%
GV3L25 | GV3L MOTOR CB MAGNETIC 25A EVERLINK | 3368200 | PTCTR: Contactor D>18A, LC2D***, Contactor F, K, TESYS U; Capacitor Contactor ; EOCR; Overload relays, Control Relays, ElectromagneticRelay; Motor CB except range GV2ME; Accessories | 3270300 | 2.994%
GV3L32 | GV3L MOTOR CB MAGNETIC 32A EVERLINK | 3725700 | PTCTR: Contactor D>18A, LC2D***, Contactor F, K, TESYS U; Capacitor Contactor ; EOCR; Overload relays, Control Relays, ElectromagneticRelay; Motor CB except range GV2ME; Accessories | 3616800 | 3.011%
GV3L40 | GV3L MOTOR CB MAGNETIC 40A EVERLINK | 3963300 | PTCTR: Contactor D>18A, LC2D***, Contactor F, K, TESYS U; Capacitor Contactor ; EOCR; Overload relays, Control Relays, ElectromagneticRelay; Motor CB except range GV2ME; Accessories | 3847800 | 3.002%
GV3L50 | GV3L MOTOR CB MAGNETIC 50A EVERLINK | 4357100 | PTCTR: Contactor D>18A, LC2D***, Contactor F, K, TESYS U; Capacitor Contactor ; EOCR; Overload relays, Control Relays, ElectromagneticRelay; Motor CB except range GV2ME; Accessories | 4230600 | 2.99%
GV3L65 | GV3L MOTOR CB MAGNETIC 65A EVERLINK | 4557300 | PTCTR: Contactor D>18A, LC2D***, Contactor F, K, TESYS U; Capacitor Contactor ; EOCR; Overload relays, Control Relays, ElectromagneticRelay; Motor CB except range GV2ME; Accessories | 4424200 | 3.008%
GV3P13 | GV3P MOTOR CB THERM/MAG 9-13A EVERLINK | 3373700 | PTCTR: Contactor D>18A, LC2D***, Contactor F, K, TESYS U; Capacitor Contactor ; EOCR; Overload relays, Control Relays, ElectromagneticRelay; Motor CB except range GV2ME; Accessories | 3275800 | 2.989%
GV3P18 | GV3P MOTOR CB THERM/MAG 12-18A EVERLINK | 3529900 | PTCTR: Contactor D>18A, LC2D***, Contactor F, K, TESYS U; Capacitor Contactor ; EOCR; Overload relays, Control Relays, ElectromagneticRelay; Motor CB except range GV2ME; Accessories | 3427600 | 2.985%
GV3P25 | GV3P MOTOR CB THERM/MAG 17-25A EVERLINK | 3633300 | PTCTR: Contactor D>18A, LC2D***, Contactor F, K, TESYS U; Capacitor Contactor ; EOCR; Overload relays, Control Relays, ElectromagneticRelay; Motor CB except range GV2ME; Accessories | 3527700 | 2.993%
GV3P32 | GV3P MOTOR CB THERM/MAG 23-32A EVERLINK | 3751000 | PTCTR: Contactor D>18A, LC2D***, Contactor F, K, TESYS U; Capacitor Contactor ; EOCR; Overload relays, Control Relays, ElectromagneticRelay; Motor CB except range GV2ME; Accessories | 3642100 | 2.99%
GV3P40 | GV3P MOTOR CB THERM/MAG 30-40A EVERLINK | 3859900 | PTCTR: Contactor D>18A, LC2D***, Contactor F, K, TESYS U; Capacitor Contactor ; EOCR; Overload relays, Control Relays, ElectromagneticRelay; Motor CB except range GV2ME; Accessories | 3747700 | 2.994%
GV3P50 | GV3P MOTOR CB THERM/MAG 37-50A EVERLINK | 4051300 | PTCTR: Contactor D>18A, LC2D***, Contactor F, K, TESYS U; Capacitor Contactor ; EOCR; Overload relays, Control Relays, ElectromagneticRelay; Motor CB except range GV2ME; Accessories | 3933600 | 2.992%
GV3P65 | GV3P MOTOR CB THERM/MAG 48-65A EVERLINK | 4253700 | PTCTR: Contactor D>18A, LC2D***, Contactor F, K, TESYS U; Capacitor Contactor ; EOCR; Overload relays, Control Relays, ElectromagneticRelay; Motor CB except range GV2ME; Accessories | 4129400 | 3.01%
GVAD0101 | GV2 GV3 AUXILIARY N/C(FLT) N/C LHS | 276100 | PTCTR: Contactor D>18A, LC2D***, Contactor F, K, TESYS U; Capacitor Contactor ; EOCR; Overload relays, Control Relays, ElectromagneticRelay; Motor CB except range GV2ME; Accessories | 268400 | 2.869%
GVAD0110 | GV2 GV3 AUXILIARY N/C(FLT) N/O LHS | 276100 | PTCTR: Contactor D>18A, LC2D***, Contactor F, K, TESYS U; Capacitor Contactor ; EOCR; Overload relays, Control Relays, ElectromagneticRelay; Motor CB except range GV2ME; Accessories | 268400 | 2.869%
GVAD1001 | GV2 GV3 AUXILIARY N/O(FLT) N/C LHS | 276100 | PTCTR: Contactor D>18A, LC2D***, Contactor F, K, TESYS U; Capacitor Contactor ; EOCR; Overload relays, Control Relays, ElectromagneticRelay; Motor CB except range GV2ME; Accessories | 268400 | 2.869%
GVAD1010 | GV2 GV3 AUXILIARY N/O(FLT) N/O LHS | 276100 | PTCTR: Contactor D>18A, LC2D***, Contactor F, K, TESYS U; Capacitor Contactor ; EOCR; Overload relays, Control Relays, ElectromagneticRelay; Motor CB except range GV2ME; Accessories | 268400 | 2.869%
GVAE1 | GV2 GV3 AUXILIARY N/O OR N/C TOP | 178200 | PTCTR: Contactor D>18A, LC2D***, Contactor F, K, TESYS U; Capacitor Contactor ; EOCR; Overload relays, Control Relays, ElectromagneticRelay; Motor CB except range GV2ME; Accessories | 172700 | 3.185%
GVAE11 | PLUG IN AUX. INO OR NC | 220000 | PTCTR: Contactor D>18A, LC2D***, Contactor F, K, TESYS U; Capacitor Contactor ; EOCR; Overload relays, Control Relays, ElectromagneticRelay; Motor CB except range GV2ME; Accessories | 213400 | 3.093%
GVAE20 | GV2 GV3 AUXILIARY N/O N/O TOP | 220000 | PTCTR: Contactor D>18A, LC2D***, Contactor F, K, TESYS U; Capacitor Contactor ; EOCR; Overload relays, Control Relays, ElectromagneticRelay; Motor CB except range GV2ME; Accessories | 213400 | 3.093%
GVAED011 | N/O FAULT CONTACT N/C INST FOR GV3P/L | 158400 | PTCTR: Contactor D>18A, LC2D***, Contactor F, K, TESYS U; Capacitor Contactor ; EOCR; Overload relays, Control Relays, ElectromagneticRelay; Motor CB except range GV2ME; Accessories | 154000 | 2.857%
GVAED0113 | N/O FAULT N/O INST SPRING FOR GV3P/L | 166100 | PTCTR: Contactor D>18A, LC2D***, Contactor F, K, TESYS U; Capacitor Contactor ; EOCR; Overload relays, Control Relays, ElectromagneticRelay; Motor CB except range GV2ME; Accessories | 161700 | 2.721%
GVAED101 | N/O FAULT CONTACT N/O INST FOR GV3P/L | 158400 | PTCTR: Contactor D>18A, LC2D***, Contactor F, K, TESYS U; Capacitor Contactor ; EOCR; Overload relays, Control Relays, ElectromagneticRelay; Motor CB except range GV2ME; Accessories | 154000 | 2.857%
GVAED1013 | N/O FAULT N/O INST SPRING FOR GV3P/L | 166100 | PTCTR: Contactor D>18A, LC2D***, Contactor F, K, TESYS U; Capacitor Contactor ; EOCR; Overload relays, Control Relays, ElectromagneticRelay; Motor CB except range GV2ME; Accessories | 161700 | 2.721%
GVAM11 | GV2 GV3 AUX SHORT CCT C/O LHS | 359700 | PTCTR: Contactor D>18A, LC2D***, Contactor F, K, TESYS U; Capacitor Contactor ; EOCR; Overload relays, Control Relays, ElectromagneticRelay; Motor CB except range GV2ME; Accessories | 348700 | 3.155%
GVAN11 | SIDE MOUNT AUX. NO/NC | 256300 | PTCTR: Contactor D>18A, LC2D***, Contactor F, K, TESYS U; Capacitor Contactor ; EOCR; Overload relays, Control Relays, ElectromagneticRelay; Motor CB except range GV2ME; Accessories | 248600 | 3.097%
GVAN20 | SIDE MOUNT AUX 2NC | 256300 | PTCTR: Contactor D>18A, LC2D***, Contactor F, K, TESYS U; Capacitor Contactor ; EOCR; Overload relays, Control Relays, ElectromagneticRelay; Motor CB except range GV2ME; Accessories | 248600 | 3.097%
GZ1E01 | TVS GZ1 MOTOR CIRCUIT BREAKER 0.1-0.16A | 844800 | PTCTR: Easypact TVS | 820600 | 2.949%
GZ1E02 | TVS GZ1 MOTOR CIRCUIT BREAKER 0.16-0.25A | 844800 | PTCTR: Easypact TVS | 820600 | 2.949%
GZ1E03 | TVS GZ1 MOTOR CIRCUIT BREAKER 0.25-0.4A | 844800 | PTCTR: Easypact TVS | 820600 | 2.949%
GZ1E04 | TVS GZ1 MOTOR CIRCUIT BREAKER 0.4-0.63A | 844800 | PTCTR: Easypact TVS | 820600 | 2.949%
GZ1E05 | TVS GZ1 MOTOR CIRCUIT BREAKER 0.63-1A | 899800 | PTCTR: Easypact TVS | 873400 | 3.023%
GZ1E06 | TVS GZ1 MOTOR CIRCUIT BREAKER 1-1.6A | 899800 | PTCTR: Easypact TVS | 873400 | 3.023%
GZ1E07 | TVS GZ1 MOTOR CIRCUIT BREAKER 1.6-2.5A | 899800 | PTCTR: Easypact TVS | 873400 | 3.023%
GZ1E08 | TVS GZ1 MOTOR CIRCUIT BREAKER 2.5-4A | 899800 | PTCTR: Easypact TVS | 873400 | 3.023%
GZ1E10 | TVS GZ1 MOTOR CIRCUIT BREAKER 4-6.3A | 899800 | PTCTR: Easypact TVS | 873400 | 3.023%
GZ1E14 | TVS GZ1 MOTOR CIRCUIT BREAKER 6-10A | 970200 | PTCTR: Easypact TVS | 941600 | 3.037%
GZ1E16 | TVS GZ1 MOTOR CIRCUIT BREAKER 9-14A | 1089000 | PTCTR: Easypact TVS | 1057100 | 3.018%
GZ1E20 | TVS GZ1 MOTOR CIRCUIT BREAKER 13-18A | 1089000 | PTCTR: Easypact TVS | 1057100 | 3.018%
GZ1E21 | TVS GZ1 MOTOR CIRCUIT BREAKER 17-23A | 1089000 | PTCTR: Easypact TVS | 1057100 | 3.018%
GZ1E22 | TVS GZ1 MOTOR CIRCUIT BREAKER 20-25A | 1089000 | PTCTR: Easypact TVS | 1057100 | 3.018%
GZ1E32 | TVS GZ1 MOTOR CIRCUIT BREAKER 24-32A | 1089000 | PTCTR: Easypact TVS | 1057100 | 3.018%
LA1KN02 | AUX CONTACT BLOCK | 163900 | PTCTR: Contactor D>18A, LC2D***, Contactor F, K, TESYS U; Capacitor Contactor ; EOCR; Overload relays, Control Relays, ElectromagneticRelay; Motor CB except range GV2ME; Accessories | 159500 | 2.759%
LA1KN04 | AUX CONTACT BLOCK | 234300 | PTCTR: Contactor D>18A, LC2D***, Contactor F, K, TESYS U; Capacitor Contactor ; EOCR; Overload relays, Control Relays, ElectromagneticRelay; Motor CB except range GV2ME; Accessories | 227700 | 2.899%
LA1KN11 | AUX CONTACT BLOCK | 163900 | PTCTR: Contactor D>18A, LC2D***, Contactor F, K, TESYS U; Capacitor Contactor ; EOCR; Overload relays, Control Relays, ElectromagneticRelay; Motor CB except range GV2ME; Accessories | 159500 | 2.759%
LA1KN13 | AUX CONTACT BLOCK | 234300 | PTCTR: Contactor D>18A, LC2D***, Contactor F, K, TESYS U; Capacitor Contactor ; EOCR; Overload relays, Control Relays, ElectromagneticRelay; Motor CB except range GV2ME; Accessories | 227700 | 2.899%
LA1KN20 | AUX CONTACT BLOCK | 163900 | PTCTR: Contactor D>18A, LC2D***, Contactor F, K, TESYS U; Capacitor Contactor ; EOCR; Overload relays, Control Relays, ElectromagneticRelay; Motor CB except range GV2ME; Accessories | 159500 | 2.759%
LA1KN22 | X CONTACT BLOCK | 234300 | PTCTR: Contactor D>18A, LC2D***, Contactor F, K, TESYS U; Capacitor Contactor ; EOCR; Overload relays, Control Relays, ElectromagneticRelay; Motor CB except range GV2ME; Accessories | 227700 | 2.899%
LA1KN31 | AUX CONTACT BLOCK | 234300 | PTCTR: Contactor D>18A, LC2D***, Contactor F, K, TESYS U; Capacitor Contactor ; EOCR; Overload relays, Control Relays, ElectromagneticRelay; Motor CB except range GV2ME; Accessories | 227700 | 2.899%
LA1KN40 | AUX CONTACT BLOCK | 234300 | PTCTR: Contactor D>18A, LC2D***, Contactor F, K, TESYS U; Capacitor Contactor ; EOCR; Overload relays, Control Relays, ElectromagneticRelay; Motor CB except range GV2ME; Accessories | 227700 | 2.899%
LA2KT2E | BLOC OF ELECTRO TRAVAIL | 2459600 | PTCTR: Contactor D>18A, LC2D***, Contactor F, K, TESYS U; Capacitor Contactor ; EOCR; Overload relays, Control Relays, ElectromagneticRelay; Motor CB except range GV2ME; Accessories | 2388100 | 2.994%
LA2KT2U | BLOC OF ELECTRO TRAVAIL | 2459600 | PTCTR: Contactor D>18A, LC2D***, Contactor F, K, TESYS U; Capacitor Contactor ; EOCR; Overload relays, Control Relays, ElectromagneticRelay; Motor CB except range GV2ME; Accessories | 2388100 | 2.994%
LA4DA2E | SUPPRESSOR BLOCK 24-48V | 412500 | PTCTR: Contactor D>18A, LC2D***, Contactor F, K, TESYS U; Capacitor Contactor ; EOCR; Overload relays, Control Relays, ElectromagneticRelay; Motor CB except range GV2ME; Accessories | 400400 | 3.022%
LA4DA2G | SUPPRESSOR BLOCK 50-127V | 440000 | PTCTR: Contactor D>18A, LC2D***, Contactor F, K, TESYS U; Capacitor Contactor ; EOCR; Overload relays, Control Relays, ElectromagneticRelay; Motor CB except range GV2ME; Accessories | 426800 | 3.093%
LA4DA2N | SUPPRESSOR BLOCK | 479600 | PTCTR: Contactor D>18A, LC2D***, Contactor F, K, TESYS U; Capacitor Contactor ; EOCR; Overload relays, Control Relays, ElectromagneticRelay; Motor CB except range GV2ME; Accessories | 465300 | 3.073%
LA4DA2U | SUPPRESSOR BLOCK | 372900 | PTCTR: Contactor D>18A, LC2D***, Contactor F, K, TESYS U; Capacitor Contactor ; EOCR; Overload relays, Control Relays, ElectromagneticRelay; Motor CB except range GV2ME; Accessories | 361900 | 3.04%
LA9D50978 | INTERLOK FOR CONTACTOR | 1247400 | PTCTR: Contactor D>18A, LC2D***, Contactor F, K, TESYS U; Capacitor Contactor ; EOCR; Overload relays, Control Relays, ElectromagneticRelay; Motor CB except range GV2ME; Accessories | 1211100 | 2.997%
LA9D65A69 | LC1D40A-D65A REVERSER WIRING | 1894200 | PTCTR: Contactor D>18A, LC2D***, Contactor F, K, TESYS U; Capacitor Contactor ; EOCR; Overload relays, Control Relays, ElectromagneticRelay; Motor CB except range GV2ME; Accessories | 1839200 | 2.99%
LA9D8069 | JEU DE CNX | 1923900 | PTCTR: Contactor D>18A, LC2D***, Contactor F, K, TESYS U; Capacitor Contactor ; EOCR; Overload relays, Control Relays, ElectromagneticRelay; Motor CB except range GV2ME; Accessories | 1867800 | 3.004%
LA9D80978 | INTERLOK FOR CONTACTOR | 1383800 | PTCTR: Contactor D>18A, LC2D***, Contactor F, K, TESYS U; Capacitor Contactor ; EOCR; Overload relays, Control Relays, ElectromagneticRelay; Motor CB except range GV2ME; Accessories | 1343100 | 3.03%
LAD4CM | LC1D40A-D65A MECHANICAL INTERLOCK | 374000 | PTCTR: Contactor D>18A, LC2D***, Contactor F, K, TESYS U; Capacitor Contactor ; EOCR; Overload relays, Control Relays, ElectromagneticRelay; Motor CB except range GV2ME; Accessories | 363000 | 3.03%
LAD4RCE | RC CIRCUIT SUPPRESSOR 24-48VAC D09-D38 | 231000 | PTCTR: Contactor D>18A, LC2D***, Contactor F, K, TESYS U; Capacitor Contactor ; EOCR; Overload relays, Control Relays, ElectromagneticRelay; Motor CB except range GV2ME; Accessories | 224400 | 2.941%
LAD4RCU | RC CIRCUIT SUPPRESSOR 110-240VAC D09-D38 | 203500 | PTCTR: Contactor D>18A, LC2D***, Contactor F, K, TESYS U; Capacitor Contactor ; EOCR; Overload relays, Control Relays, ElectromagneticRelay; Motor CB except range GV2ME; Accessories | 198000 | 2.778%
LAD8N02 | CONTACTS BLOCK | 256300 | PTCTR: Contactor D>18A, LC2D***, Contactor F, K, TESYS U; Capacitor Contactor ; EOCR; Overload relays, Control Relays, ElectromagneticRelay; Motor CB except range GV2ME; Accessories | 248600 | 3.097%
LAD8N11 | CONTACTS BLOCK | 256300 | PTCTR: Contactor D>18A, LC2D***, Contactor F, K, TESYS U; Capacitor Contactor ; EOCR; Overload relays, Control Relays, ElectromagneticRelay; Motor CB except range GV2ME; Accessories | 248600 | 3.097%
LAD8N20 | CONTACTS BLOCK | 256300 | PTCTR: Contactor D>18A, LC2D***, Contactor F, K, TESYS U; Capacitor Contactor ; EOCR; Overload relays, Control Relays, ElectromagneticRelay; Motor CB except range GV2ME; Accessories | 248600 | 3.097%
LAD96570 | GV3P/L EVLK CONT TOR IP20 COVER FOR LUGS | 251900 | PTCTR: Contactor D>18A, LC2D***, Contactor F, K, TESYS U; Capacitor Contactor ; EOCR; Overload relays, Control Relays, ElectromagneticRelay; Motor CB except range GV2ME; Accessories | 244200 | 3.153%
LAD9V2 | MECHANICAL INTERLOCK | 202400 | PTCTR: Contactor D>18A, LC2D***, Contactor F, K, TESYS U; Capacitor Contactor ; EOCR; Overload relays, Control Relays, ElectromagneticRelay; Motor CB except range GV2ME; Accessories | 196900 | 2.793%
LAD9V5 | BARRETTE PUISS AMONT VIS | 270600 | PTCTR: Contactor D>18A, LC2D***, Contactor F, K, TESYS U; Capacitor Contactor ; EOCR; Overload relays, Control Relays, ElectromagneticRelay; Motor CB except range GV2ME; Accessories | 262900 | 2.929%
LAD9V6 | BARRETTE PUISS AVAL VIS | 446600 | PTCTR: Contactor D>18A, LC2D***, Contactor F, K, TESYS U; Capacitor Contactor ; EOCR; Overload relays, Control Relays, ElectromagneticRelay; Motor CB except range GV2ME; Accessories | 433400 | 3.046%
LADN01 | CONTACTS BLOCK | 480700 | PTCTR: Contactor D>18A, LC2D***, Contactor F, K, TESYS U; Capacitor Contactor ; EOCR; Overload relays, Control Relays, ElectromagneticRelay; Motor CB except range GV2ME; Accessories | 466400 | 3.066%
LADN02 | CONTACTS BLOCK | 210100 | PTCTR: Contactor D>18A, LC2D***, Contactor F, K, TESYS U; Capacitor Contactor ; EOCR; Overload relays, Control Relays, ElectromagneticRelay; Motor CB except range GV2ME; Accessories | 203500 | 3.243%
LADN04 | CONTACTS BLOCK | 262900 | PTCTR: Contactor D>18A, LC2D***, Contactor F, K, TESYS U; Capacitor Contactor ; EOCR; Overload relays, Control Relays, ElectromagneticRelay; Motor CB except range GV2ME; Accessories | 255200 | 3.017%
LADN10 | CONTACTS BLOCK | 480700 | PTCTR: Contactor D>18A, LC2D***, Contactor F, K, TESYS U; Capacitor Contactor ; EOCR; Overload relays, Control Relays, ElectromagneticRelay; Motor CB except range GV2ME; Accessories | 466400 | 3.066%
LADN11 | CONTACTS BLOCK | 210100 | PTCTR: Contactor D>18A, LC2D***, Contactor F, K, TESYS U; Capacitor Contactor ; EOCR; Overload relays, Control Relays, ElectromagneticRelay; Motor CB except range GV2ME; Accessories | 203500 | 3.243%
LADN13 | CONTACTS BLOCK | 262900 | PTCTR: Contactor D>18A, LC2D***, Contactor F, K, TESYS U; Capacitor Contactor ; EOCR; Overload relays, Control Relays, ElectromagneticRelay; Motor CB except range GV2ME; Accessories | 255200 | 3.017%
LADN20 | CONTACTS BLOCK | 210100 | PTCTR: Contactor D>18A, LC2D***, Contactor F, K, TESYS U; Capacitor Contactor ; EOCR; Overload relays, Control Relays, ElectromagneticRelay; Motor CB except range GV2ME; Accessories | 203500 | 3.243%
LADN22 | CONTACTS BLOCK | 262900 | PTCTR: Contactor D>18A, LC2D***, Contactor F, K, TESYS U; Capacitor Contactor ; EOCR; Overload relays, Control Relays, ElectromagneticRelay; Motor CB except range GV2ME; Accessories | 255200 | 3.017%
LADN31 | CONTACTS BLOCK | 262900 | PTCTR: Contactor D>18A, LC2D***, Contactor F, K, TESYS U; Capacitor Contactor ; EOCR; Overload relays, Control Relays, ElectromagneticRelay; Motor CB except range GV2ME; Accessories | 255200 | 3.017%
LADN40 | CONTACTS BLOCK | 262900 | PTCTR: Contactor D>18A, LC2D***, Contactor F, K, TESYS U; Capacitor Contactor ; EOCR; Overload relays, Control Relays, ElectromagneticRelay; Motor CB except range GV2ME; Accessories | 255200 | 3.017%
LADR0 | CONTACTS BLOCK | 968000 | PTCTR: Contactor D>18A, LC2D***, Contactor F, K, TESYS U; Capacitor Contactor ; EOCR; Overload relays, Control Relays, ElectromagneticRelay; Motor CB except range GV2ME; Accessories | 939400 | 3.044%
LADR2 | CONTACTS BLOCK | 968000 | PTCTR: Contactor D>18A, LC2D***, Contactor F, K, TESYS U; Capacitor Contactor ; EOCR; Overload relays, Control Relays, ElectromagneticRelay; Motor CB except range GV2ME; Accessories | 939400 | 3.044%
LADR4 | CONTACTS BLOCK | 1153900 | PTCTR: Contactor D>18A, LC2D***, Contactor F, K, TESYS U; Capacitor Contactor ; EOCR; Overload relays, Control Relays, ElectromagneticRelay; Motor CB except range GV2ME; Accessories | 1119800 | 3.045%
LADS2 | CONTACTS BLOCK | 1108800 | PTCTR: Contactor D>18A, LC2D***, Contactor F, K, TESYS U; Capacitor Contactor ; EOCR; Overload relays, Control Relays, ElectromagneticRelay; Motor CB except range GV2ME; Accessories | 1076900 | 2.962%
LADT0 | CONTACTS BLOCK | 968000 | PTCTR: Contactor D>18A, LC2D***, Contactor F, K, TESYS U; Capacitor Contactor ; EOCR; Overload relays, Control Relays, ElectromagneticRelay; Motor CB except range GV2ME; Accessories | 939400 | 3.044%
LADT2 | CONTACTS BLOCK | 968000 | PTCTR: Contactor D>18A, LC2D***, Contactor F, K, TESYS U; Capacitor Contactor ; EOCR; Overload relays, Control Relays, ElectromagneticRelay; Motor CB except range GV2ME; Accessories | 939400 | 3.044%
LADT4 | CONTACTS BLOCK | 1153900 | PTCTR: Contactor D>18A, LC2D***, Contactor F, K, TESYS U; Capacitor Contactor ; EOCR; Overload relays, Control Relays, ElectromagneticRelay; Motor CB except range GV2ME; Accessories | 1119800 | 3.045%
LAEB1 | BORNIER PUISSANCE POUR LRE01 A LRE35 | 239800 | PTCTR: Easypact TVS | 233200 | 2.83%
LAEB3 | BORNIER PUISSANCE POUR LRE322 A LRE365 | 755700 | PTCTR: Easypact TVS | 733700 | 2.999%
LAEM1 | MECHANICAL INTERLOCK TESYS E 6 65 | 78100 | PTCTR: Easypact TVS | 75900 | 2.899%
LAEM4 | MECHANICAL INTERLOCK TESYS E 80 95 | 176000 | PTCTR: Easypact TVS | 170500 | 3.226%
LAEM5 | MECHANICAL INTERLOCK TESYS E 120 160 | 701800 | PTCTR: Easypact TVS | 680900 | 3.069%
LAEM6 | MECHANICAL INTERLOCK TESYS E 200 250 | 704000 | PTCTR: Easypact TVS | 683100 | 3.06%
LAEM7 | MECHANICAL INTERLOCK TESYS E 300 | 988900 | PTCTR: Easypact TVS | 960300 | 2.978%
LAEM8 | MECHANICAL INTERLOCK TVS 630 | 1167100 | PTCTR: Easypact TVS | 1133000 | 3.01%
LAEN02 | AUXILIARY CONTACT BLOCK TESYS E 2NC | 78100 | PTCTR: Easypact TVS | 75900 | 2.899%
LAEN11 | AUXILIARY CONTACT BLOCK TESYS E 1NO 1NC | 78100 | PTCTR: Easypact TVS | 75900 | 2.899%
LAEN20 | AUXILIARY CONTACT BLOCK TESYS E 2NO | 78100 | PTCTR: Easypact TVS | 75900 | 2.899%
LAEN22 | AUXILIARY CONTACT BLOCK TESYS E 2NO 2NC | 156200 | PTCTR: Easypact TVS | 151800 | 2.899%
LAETSD | TEMPORISATION ETOILE TRIANGLE TESYS E | 1035100 | PTCTR: Easypact TVS | 1005400 | 2.954%
LC1D098B7 | 4P CONT 20A AC-1 (2NO 2NC) 24VAC COIL | 1505900 | PTCTR: Contactor D>18A, LC2D***, Contactor F, K, TESYS U; Capacitor Contactor ; EOCR; Overload relays, Control Relays, ElectromagneticRelay; Motor CB except range GV2ME; Accessories | 1461900 | 3.01%
LC1D098BD | 4P CONT 20A AC-1 (2NO 2NC) 24VDC COIL | 2237400 | PTCTR: Contactor D>18A, LC2D***, Contactor F, K, TESYS U; Capacitor Contactor ; EOCR; Overload relays, Control Relays, ElectromagneticRelay; Motor CB except range GV2ME; Accessories | 2172500 | 2.987%
LC1D098D7 | CONTACTOR | 1505900 | PTCTR: Contactor D>18A, LC2D***, Contactor F, K, TESYS U; Capacitor Contactor ; EOCR; Overload relays, Control Relays, ElectromagneticRelay; Motor CB except range GV2ME; Accessories | 1461900 | 3.01%
LC1D098E7 | 4P CONT 20A AC-1 (2NO 2NC) 110VAC COIL | 1505900 | PTCTR: Contactor D>18A, LC2D***, Contactor F, K, TESYS U; Capacitor Contactor ; EOCR; Overload relays, Control Relays, ElectromagneticRelay; Motor CB except range GV2ME; Accessories | 1461900 | 3.01%
LC1D098ED | 4P CONT 20A AC-1 (2NO 2NC) 48VDC COIL | 2237400 | PTCTR: Contactor D>18A, LC2D***, Contactor F, K, TESYS U; Capacitor Contactor ; EOCR; Overload relays, Control Relays, ElectromagneticRelay; Motor CB except range GV2ME; Accessories | 2172500 | 2.987%
LC1D098F7 | 4P CONT 20A AC-1 (2NO 2NC) 220VAC COIL | 1505900 | PTCTR: Contactor D>18A, LC2D***, Contactor F, K, TESYS U; Capacitor Contactor ; EOCR; Overload relays, Control Relays, ElectromagneticRelay; Motor CB except range GV2ME; Accessories | 1461900 | 3.01%
LC1D098FD | 4P CONT 20A AC-1 (2NO 2NC) 110VDC COIL | 2237400 | PTCTR: Contactor D>18A, LC2D***, Contactor F, K, TESYS U; Capacitor Contactor ; EOCR; Overload relays, Control Relays, ElectromagneticRelay; Motor CB except range GV2ME; Accessories | 2172500 | 2.987%
LC1D098GD | CONTACTOR | 2237400 | PTCTR: Contactor D>18A, LC2D***, Contactor F, K, TESYS U; Capacitor Contactor ; EOCR; Overload relays, Control Relays, ElectromagneticRelay; Motor CB except range GV2ME; Accessories | 2172500 | 2.987%
LC1D098JD | 4P CONT 20A AC-1 (2NO 2NC) 12VDC COIL | 2237400 | PTCTR: Contactor D>18A, LC2D***, Contactor F, K, TESYS U; Capacitor Contactor ; EOCR; Overload relays, Control Relays, ElectromagneticRelay; Motor CB except range GV2ME; Accessories | 2172500 | 2.987%
LC1D098M7 | 4P CONTACTOR 20A AC-1 24VAC COIL | 1505900 | PTCTR: Contactor D>18A, LC2D***, Contactor F, K, TESYS U; Capacitor Contactor ; EOCR; Overload relays, Control Relays, ElectromagneticRelay; Motor CB except range GV2ME; Accessories | 1461900 | 3.01%
LC1D098MD | 4P CONT 20A AC-1 (2NO 2NC) 220VDC COIL | 2237400 | PTCTR: Contactor D>18A, LC2D***, Contactor F, K, TESYS U; Capacitor Contactor ; EOCR; Overload relays, Control Relays, ElectromagneticRelay; Motor CB except range GV2ME; Accessories | 2172500 | 2.987%
LC1D098N7 | 4P CONTACTOR 20A AC-1 48VAC COIL | 1505900 | PTCTR: Contactor D>18A, LC2D***, Contactor F, K, TESYS U; Capacitor Contactor ; EOCR; Overload relays, Control Relays, ElectromagneticRelay; Motor CB except range GV2ME; Accessories | 1461900 | 3.01%
LC1D098P7 | CONTACTOR TESYS LC1D 4P | 1505900 | PTCTR: Contactor D>18A, LC2D***, Contactor F, K, TESYS U; Capacitor Contactor ; EOCR; Overload relays, Control Relays, ElectromagneticRelay; Motor CB except range GV2ME; Accessories | 1461900 | 3.01%
LC1D098Q7 | CONTACTOR | 1505900 | PTCTR: Contactor D>18A, LC2D***, Contactor F, K, TESYS U; Capacitor Contactor ; EOCR; Overload relays, Control Relays, ElectromagneticRelay; Motor CB except range GV2ME; Accessories | 1461900 | 3.01%
LC1D098R7 | CONTACTOR | 1505900 | PTCTR: Contactor D>18A, LC2D***, Contactor F, K, TESYS U; Capacitor Contactor ; EOCR; Overload relays, Control Relays, ElectromagneticRelay; Motor CB except range GV2ME; Accessories | 1461900 | 3.01%
LC1D098SD | CONTACTOR | 2237400 | PTCTR: Contactor D>18A, LC2D***, Contactor F, K, TESYS U; Capacitor Contactor ; EOCR; Overload relays, Control Relays, ElectromagneticRelay; Motor CB except range GV2ME; Accessories | 2172500 | 2.987%
LC1D098U7 | 4P CONTACTOR 20A AC-1 220VAC COIL | 1505900 | PTCTR: Contactor D>18A, LC2D***, Contactor F, K, TESYS U; Capacitor Contactor ; EOCR; Overload relays, Control Relays, ElectromagneticRelay; Motor CB except range GV2ME; Accessories | 1461900 | 3.01%
LC1D098UD | CONTACTOR | 2237400 | PTCTR: Contactor D>18A, LC2D***, Contactor F, K, TESYS U; Capacitor Contactor ; EOCR; Overload relays, Control Relays, ElectromagneticRelay; Motor CB except range GV2ME; Accessories | 2172500 | 2.987%
LC1D098V7 | CONTACTOR | 1505900 | PTCTR: Contactor D>18A, LC2D***, Contactor F, K, TESYS U; Capacitor Contactor ; EOCR; Overload relays, Control Relays, ElectromagneticRelay; Motor CB except range GV2ME; Accessories | 1461900 | 3.01%
LC1D09AL | CONTACTOR | 882200 | PTCTR: Contactor D ( LC1D***, )<=18A; Motor CB / Magnetic CB (GV2M**) for range GV2ME | 856900 | 2.953%
LC1D09B7 | 3P CONT 9A AC3 4KW 1NO 1NC 24VAC COIL | 487300 | PTCTR: Contactor D ( LC1D***, )<=18A; Motor CB / Magnetic CB (GV2M**) for range GV2ME | 473000 | 3.023%
LC1D09BD | 3P CONT 9A AC3 4KW 1NO 1NC 24VDC COIL | 823900 | PTCTR: Contactor D ( LC1D***, )<=18A; Motor CB / Magnetic CB (GV2M**) for range GV2ME | 799700 | 3.026%
LC1D09BL | CONTACTOR 9A AC3 4KW 1NO 1NC 24VDC | 882200 | PTCTR: Contactor D ( LC1D***, )<=18A; Motor CB / Magnetic CB (GV2M**) for range GV2ME | 856900 | 2.953%
LC1D09CD | CONTACTOR | 823900 | PTCTR: Contactor D ( LC1D***, )<=18A; Motor CB / Magnetic CB (GV2M**) for range GV2ME | 799700 | 3.026%
LC1D09D7 | 3P CONT 9A AC3 4KW 1NO 1NC 42VAC COIL | 487300 | PTCTR: Contactor D ( LC1D***, )<=18A; Motor CB / Magnetic CB (GV2M**) for range GV2ME | 473000 | 3.023%
LC1D09E7 | 3P CONT 9A AC3 4KW 1NO 1NC 48VAC COIL | 487300 | PTCTR: Contactor D ( LC1D***, )<=18A; Motor CB / Magnetic CB (GV2M**) for range GV2ME | 473000 | 3.023%
LC1D09ED | 3P CONT 9A AC3 4KW 1N0 1NC 48VDC COIL | 823900 | PTCTR: Contactor D ( LC1D***, )<=18A; Motor CB / Magnetic CB (GV2M**) for range GV2ME | 799700 | 3.026%
LC1D09EL | 3P CONTACTOR 9A AC3 4KW 1NO 1NC 48VDC LC | 882200 | PTCTR: Contactor D ( LC1D***, )<=18A; Motor CB / Magnetic CB (GV2M**) for range GV2ME | 856900 | 2.953%
LC1D09F7 | 3P CONT 9A AC3 4KW 1NO 1NC 110VAC COIL | 487300 | PTCTR: Contactor D ( LC1D***, )<=18A; Motor CB / Magnetic CB (GV2M**) for range GV2ME | 473000 | 3.023%
LC1D09FD | 3P CONT 9A AC3 4KW 1NO 1NC 110VDC COIL | 823900 | PTCTR: Contactor D ( LC1D***, )<=18A; Motor CB / Magnetic CB (GV2M**) for range GV2ME | 799700 | 3.026%
LC1D09FE7 | 3P CONT 9A AC3 4KW 1NO 1NC 115VAC COIL | 487300 | PTCTR: Contactor D ( LC1D***, )<=18A; Motor CB / Magnetic CB (GV2M**) for range GV2ME | 473000 | 3.023%
LC1D09FL | 3P CONT 9A AC3 4KW 1NO 1NC 110VDC LC | 882200 | PTCTR: Contactor D ( LC1D***, )<=18A; Motor CB / Magnetic CB (GV2M**) for range GV2ME | 856900 | 2.953%
LC1D09GD | CONTACTOR | 823900 | PTCTR: Contactor D ( LC1D***, )<=18A; Motor CB / Magnetic CB (GV2M**) for range GV2ME | 799700 | 3.026%
LC1D09JD | 3P CONT 9A AC3 4KW 1NO 1NC 12VDC COIL | 823900 | PTCTR: Contactor D ( LC1D***, )<=18A; Motor CB / Magnetic CB (GV2M**) for range GV2ME | 799700 | 3.026%
LC1D09JL | CONTACTOR | 882200 | PTCTR: Contactor D ( LC1D***, )<=18A; Motor CB / Magnetic CB (GV2M**) for range GV2ME | 856900 | 2.953%
LC1D09M7 | 3P CONT 9A AC3 4KW 1NO 1NC 220VAC COIL | 487300 | PTCTR: Contactor D ( LC1D***, )<=18A; Motor CB / Magnetic CB (GV2M**) for range GV2ME | 473000 | 3.023%
LC1D09MD | 3P CONT 9A AC3 4KW 1NO 1NC 220VDC COIL | 823900 | PTCTR: Contactor D ( LC1D***, )<=18A; Motor CB / Magnetic CB (GV2M**) for range GV2ME | 799700 | 3.026%
LC1D09ML | CONTACTOR | 882200 | PTCTR: Contactor D ( LC1D***, )<=18A; Motor CB / Magnetic CB (GV2M**) for range GV2ME | 856900 | 2.953%
LC1D09N7 | 3P CONT 9A AC3 4KW 1NO 1NC 415VAC COIL | 487300 | PTCTR: Contactor D ( LC1D***, )<=18A; Motor CB / Magnetic CB (GV2M**) for range GV2ME | 473000 | 3.023%
LC1D09ND | CONTACTOR | 823900 | PTCTR: Contactor D ( LC1D***, )<=18A; Motor CB / Magnetic CB (GV2M**) for range GV2ME | 799700 | 3.026%
LC1D09P7 | 3P CONT 9A AC3 4KW 1NO 1NC 230VAC COIL | 487300 | PTCTR: Contactor D ( LC1D***, )<=18A; Motor CB / Magnetic CB (GV2M**) for range GV2ME | 473000 | 3.023%
LC1D09Q7 | 3P CONT 9A AC3 4KW 1NO 1NC 380VAC COIL | 487300 | PTCTR: Contactor D ( LC1D***, )<=18A; Motor CB / Magnetic CB (GV2M**) for range GV2ME | 473000 | 3.023%
LC1D09R7 | 3P CONT 9A AC3 4KW 1NO 1NC 440VAC COIL | 487300 | PTCTR: Contactor D ( LC1D***, )<=18A; Motor CB / Magnetic CB (GV2M**) for range GV2ME | 473000 | 3.023%
LC1D09RD | CONTACTOR | 823900 | PTCTR: Contactor D ( LC1D***, )<=18A; Motor CB / Magnetic CB (GV2M**) for range GV2ME | 799700 | 3.026%
LC1D09S7 | CONTACTOR | 487300 | PTCTR: Contactor D ( LC1D***, )<=18A; Motor CB / Magnetic CB (GV2M**) for range GV2ME | 473000 | 3.023%
LC1D09U7 | 3P CONT 9A AC3 4KW 1NO 1NC 240VAC COIL | 487300 | PTCTR: Contactor D ( LC1D***, )<=18A; Motor CB / Magnetic CB (GV2M**) for range GV2ME | 473000 | 3.023%
LC1D09UD | CONTACTOR 9A 1F+1O 250V DC LPL | 823900 | PTCTR: Contactor D ( LC1D***, )<=18A; Motor CB / Magnetic CB (GV2M**) for range GV2ME | 799700 | 3.026%
LC1D09V7 | 3P CONT 9A AC3 4KW 1NO 1NC 400VAC COIL | 487300 | PTCTR: Contactor D ( LC1D***, )<=18A; Motor CB / Magnetic CB (GV2M**) for range GV2ME | 473000 | 3.023%
LC1D09ZL | CONTACTOR | 882200 | PTCTR: Contactor D ( LC1D***, )<=18A; Motor CB / Magnetic CB (GV2M**) for range GV2ME | 856900 | 2.953%
LC1D115004B7 | CONTACTOR | 12971200 | PTCTR: Contactor D>18A, LC2D***, Contactor F, K, TESYS U; Capacitor Contactor ; EOCR; Overload relays, Control Relays, ElectromagneticRelay; Motor CB except range GV2ME; Accessories | 12593900 | 2.996%
LC1D115004BD | CONTACTOR | 19234600 | PTCTR: Contactor D>18A, LC2D***, Contactor F, K, TESYS U; Capacitor Contactor ; EOCR; Overload relays, Control Relays, ElectromagneticRelay; Motor CB except range GV2ME; Accessories | 18674700 | 2.998%
LC1D115004E7 | CONTACTOR | 12971200 | PTCTR: Contactor D>18A, LC2D***, Contactor F, K, TESYS U; Capacitor Contactor ; EOCR; Overload relays, Control Relays, ElectromagneticRelay; Motor CB except range GV2ME; Accessories | 12593900 | 2.996%
LC1D115004F7 | CONTACTOR | 12971200 | PTCTR: Contactor D>18A, LC2D***, Contactor F, K, TESYS U; Capacitor Contactor ; EOCR; Overload relays, Control Relays, ElectromagneticRelay; Motor CB except range GV2ME; Accessories | 12593900 | 2.996%
LC1D115004FD | CONTACTOR | 19234600 | PTCTR: Contactor D>18A, LC2D***, Contactor F, K, TESYS U; Capacitor Contactor ; EOCR; Overload relays, Control Relays, ElectromagneticRelay; Motor CB except range GV2ME; Accessories | 18674700 | 2.998%
LC1D115004M7 | CONTACTOR | 12971200 | PTCTR: Contactor D>18A, LC2D***, Contactor F, K, TESYS U; Capacitor Contactor ; EOCR; Overload relays, Control Relays, ElectromagneticRelay; Motor CB except range GV2ME; Accessories | 12593900 | 2.996%
LC1D115004MD | CONTACTOR | 19234600 | PTCTR: Contactor D>18A, LC2D***, Contactor F, K, TESYS U; Capacitor Contactor ; EOCR; Overload relays, Control Relays, ElectromagneticRelay; Motor CB except range GV2ME; Accessories | 18674700 | 2.998%
LC1D115004P7 | CONTACTOR | 12971200 | PTCTR: Contactor D>18A, LC2D***, Contactor F, K, TESYS U; Capacitor Contactor ; EOCR; Overload relays, Control Relays, ElectromagneticRelay; Motor CB except range GV2ME; Accessories | 12593900 | 2.996%
LC1D115004SD | CONTACTOR | 19234600 | PTCTR: Contactor D>18A, LC2D***, Contactor F, K, TESYS U; Capacitor Contactor ; EOCR; Overload relays, Control Relays, ElectromagneticRelay; Motor CB except range GV2ME; Accessories | 18674700 | 2.998%
LC1D115004U7 | CONTACTOR | 12971200 | PTCTR: Contactor D>18A, LC2D***, Contactor F, K, TESYS U; Capacitor Contactor ; EOCR; Overload relays, Control Relays, ElectromagneticRelay; Motor CB except range GV2ME; Accessories | 12593900 | 2.996%
LC1D115004V7 | CONTACTOR | 12971200 | PTCTR: Contactor D>18A, LC2D***, Contactor F, K, TESYS U; Capacitor Contactor ; EOCR; Overload relays, Control Relays, ElectromagneticRelay; Motor CB except range GV2ME; Accessories | 12593900 | 2.996%
LC1D115B7 | CONTACTOR | 7581200 | PTCTR: Contactor D>18A, LC2D***, Contactor F, K, TESYS U; Capacitor Contactor ; EOCR; Overload relays, Control Relays, ElectromagneticRelay; Motor CB except range GV2ME; Accessories | 7360100 | 3.004%
LC1D115BD | CONTACTOR | 12883200 | PTCTR: Contactor D>18A, LC2D***, Contactor F, K, TESYS U; Capacitor Contactor ; EOCR; Overload relays, Control Relays, ElectromagneticRelay; Motor CB except range GV2ME; Accessories | 12508100 | 2.999%
LC1D115D7 | CONTACTOR | 7581200 | PTCTR: Contactor D>18A, LC2D***, Contactor F, K, TESYS U; Capacitor Contactor ; EOCR; Overload relays, Control Relays, ElectromagneticRelay; Motor CB except range GV2ME; Accessories | 7360100 | 3.004%
LC1D115E7 | CONTACTOR | 7581200 | PTCTR: Contactor D>18A, LC2D***, Contactor F, K, TESYS U; Capacitor Contactor ; EOCR; Overload relays, Control Relays, ElectromagneticRelay; Motor CB except range GV2ME; Accessories | 7360100 | 3.004%
LC1D115ED | CONTACTOR | 12883200 | PTCTR: Contactor D>18A, LC2D***, Contactor F, K, TESYS U; Capacitor Contactor ; EOCR; Overload relays, Control Relays, ElectromagneticRelay; Motor CB except range GV2ME; Accessories | 12508100 | 2.999%
LC1D115F7 | CONTACTOR | 7581200 | PTCTR: Contactor D>18A, LC2D***, Contactor F, K, TESYS U; Capacitor Contactor ; EOCR; Overload relays, Control Relays, ElectromagneticRelay; Motor CB except range GV2ME; Accessories | 7360100 | 3.004%
LC1D115FD | CONTACTOR | 12883200 | PTCTR: Contactor D>18A, LC2D***, Contactor F, K, TESYS U; Capacitor Contactor ; EOCR; Overload relays, Control Relays, ElectromagneticRelay; Motor CB except range GV2ME; Accessories | 12508100 | 2.999%
LC1D115FE7 | CONTACTOR | 7581200 | PTCTR: Contactor D>18A, LC2D***, Contactor F, K, TESYS U; Capacitor Contactor ; EOCR; Overload relays, Control Relays, ElectromagneticRelay; Motor CB except range GV2ME; Accessories | 7360100 | 3.004%
LC1D115GD | CONTACTOR | 12883200 | PTCTR: Contactor D>18A, LC2D***, Contactor F, K, TESYS U; Capacitor Contactor ; EOCR; Overload relays, Control Relays, ElectromagneticRelay; Motor CB except range GV2ME; Accessories | 12508100 | 2.999%
LC1D115M7 | CONTACTOR | 7581200 | PTCTR: Contactor D>18A, LC2D***, Contactor F, K, TESYS U; Capacitor Contactor ; EOCR; Overload relays, Control Relays, ElectromagneticRelay; Motor CB except range GV2ME; Accessories | 7360100 | 3.004%
LC1D115MD | CONTACTOR | 12883200 | PTCTR: Contactor D>18A, LC2D***, Contactor F, K, TESYS U; Capacitor Contactor ; EOCR; Overload relays, Control Relays, ElectromagneticRelay; Motor CB except range GV2ME; Accessories | 12508100 | 2.999%
LC1D115N7 | CONTACTOR | 7581200 | PTCTR: Contactor D>18A, LC2D***, Contactor F, K, TESYS U; Capacitor Contactor ; EOCR; Overload relays, Control Relays, ElectromagneticRelay; Motor CB except range GV2ME; Accessories | 7360100 | 3.004%
LC1D115ND | CONTACTOR | 12883200 | PTCTR: Contactor D>18A, LC2D***, Contactor F, K, TESYS U; Capacitor Contactor ; EOCR; Overload relays, Control Relays, ElectromagneticRelay; Motor CB except range GV2ME; Accessories | 12508100 | 2.999%
LC1D115P7 | CONTACTOR | 7581200 | PTCTR: Contactor D>18A, LC2D***, Contactor F, K, TESYS U; Capacitor Contactor ; EOCR; Overload relays, Control Relays, ElectromagneticRelay; Motor CB except range GV2ME; Accessories | 7360100 | 3.004%
LC1D115Q7 | CONTACTOR | 7581200 | PTCTR: Contactor D>18A, LC2D***, Contactor F, K, TESYS U; Capacitor Contactor ; EOCR; Overload relays, Control Relays, ElectromagneticRelay; Motor CB except range GV2ME; Accessories | 7360100 | 3.004%
LC1D115R7 | CONTACTOR | 7581200 | PTCTR: Contactor D>18A, LC2D***, Contactor F, K, TESYS U; Capacitor Contactor ; EOCR; Overload relays, Control Relays, ElectromagneticRelay; Motor CB except range GV2ME; Accessories | 7360100 | 3.004%
LC1D115RD | CONTACTOR | 12883200 | PTCTR: Contactor D>18A, LC2D***, Contactor F, K, TESYS U; Capacitor Contactor ; EOCR; Overload relays, Control Relays, ElectromagneticRelay; Motor CB except range GV2ME; Accessories | 12508100 | 2.999%
LC1D115S7 | CONTACTOR | 7581200 | PTCTR: Contactor D>18A, LC2D***, Contactor F, K, TESYS U; Capacitor Contactor ; EOCR; Overload relays, Control Relays, ElectromagneticRelay; Motor CB except range GV2ME; Accessories | 7360100 | 3.004%
LC1D115SD | CONTACTOR | 12883200 | PTCTR: Contactor D>18A, LC2D***, Contactor F, K, TESYS U; Capacitor Contactor ; EOCR; Overload relays, Control Relays, ElectromagneticRelay; Motor CB except range GV2ME; Accessories | 12508100 | 2.999%
LC1D115U7 | CONTACTOR | 7581200 | PTCTR: Contactor D>18A, LC2D***, Contactor F, K, TESYS U; Capacitor Contactor ; EOCR; Overload relays, Control Relays, ElectromagneticRelay; Motor CB except range GV2ME; Accessories | 7360100 | 3.004%
LC1D115UD | CONTACTOR | 12883200 | PTCTR: Contactor D>18A, LC2D***, Contactor F, K, TESYS U; Capacitor Contactor ; EOCR; Overload relays, Control Relays, ElectromagneticRelay; Motor CB except range GV2ME; Accessories | 12508100 | 2.999%
LC1D115V7 | CONTACTOR | 7581200 | PTCTR: Contactor D>18A, LC2D***, Contactor F, K, TESYS U; Capacitor Contactor ; EOCR; Overload relays, Control Relays, ElectromagneticRelay; Motor CB except range GV2ME; Accessories | 7360100 | 3.004%
LC1D128B7 | 4P CONT 25A AC-1 (2NO 2NC) 24VAC COIL | 1729200 | PTCTR: Contactor D>18A, LC2D***, Contactor F, K, TESYS U; Capacitor Contactor ; EOCR; Overload relays, Control Relays, ElectromagneticRelay; Motor CB except range GV2ME; Accessories | 1678600 | 3.014%
LC1D128BD | 4P CONT 25A AC-1 (2NO 2NC) 24VDC COIL | 2539900 | PTCTR: Contactor D>18A, LC2D***, Contactor F, K, TESYS U; Capacitor Contactor ; EOCR; Overload relays, Control Relays, ElectromagneticRelay; Motor CB except range GV2ME; Accessories | 2466200 | 2.988%
LC1D128D7 | 4P CONT 25A AC-1 (2NO 2NC) 42VAC COIL | 1729200 | PTCTR: Contactor D>18A, LC2D***, Contactor F, K, TESYS U; Capacitor Contactor ; EOCR; Overload relays, Control Relays, ElectromagneticRelay; Motor CB except range GV2ME; Accessories | 1678600 | 3.014%
LC1D128E7 | 4P CONT 25A AC-1 (2NO 2NC) 48VAC COIL | 1729200 | PTCTR: Contactor D>18A, LC2D***, Contactor F, K, TESYS U; Capacitor Contactor ; EOCR; Overload relays, Control Relays, ElectromagneticRelay; Motor CB except range GV2ME; Accessories | 1678600 | 3.014%
LC1D128ED | 4P CONT 25A AC-1 (2NO 2NC) 48VDC COIL | 2539900 | PTCTR: Contactor D>18A, LC2D***, Contactor F, K, TESYS U; Capacitor Contactor ; EOCR; Overload relays, Control Relays, ElectromagneticRelay; Motor CB except range GV2ME; Accessories | 2466200 | 2.988%
LC1D128F7 | 4P CONT 25A AC-1 (2NO 2NC) 110VAC COIL | 1729200 | PTCTR: Contactor D>18A, LC2D***, Contactor F, K, TESYS U; Capacitor Contactor ; EOCR; Overload relays, Control Relays, ElectromagneticRelay; Motor CB except range GV2ME; Accessories | 1678600 | 3.014%
LC1D128FD | 4P CONT 25A AC-1 (2NO 2NC) 110VDC COIL | 2539900 | PTCTR: Contactor D>18A, LC2D***, Contactor F, K, TESYS U; Capacitor Contactor ; EOCR; Overload relays, Control Relays, ElectromagneticRelay; Motor CB except range GV2ME; Accessories | 2466200 | 2.988%
LC1D128GD | CONTACTOR | 2539900 | PTCTR: Contactor D>18A, LC2D***, Contactor F, K, TESYS U; Capacitor Contactor ; EOCR; Overload relays, Control Relays, ElectromagneticRelay; Motor CB except range GV2ME; Accessories | 2466200 | 2.988%
LC1D128JD | 4P CONT 25A AC-1 (2NO 2NC) 12VDC COIL | 2539900 | PTCTR: Contactor D>18A, LC2D***, Contactor F, K, TESYS U; Capacitor Contactor ; EOCR; Overload relays, Control Relays, ElectromagneticRelay; Motor CB except range GV2ME; Accessories | 2466200 | 2.988%
LC1D128M7 | 4P CONT 25A AC-1 (2NO 2NC) 220VAC COIL | 1729200 | PTCTR: Contactor D>18A, LC2D***, Contactor F, K, TESYS U; Capacitor Contactor ; EOCR; Overload relays, Control Relays, ElectromagneticRelay; Motor CB except range GV2ME; Accessories | 1678600 | 3.014%
LC1D128MD | 4P CONT 25A AC-1 (2NO 2NC) 220VDC COIL | 2539900 | PTCTR: Contactor D>18A, LC2D***, Contactor F, K, TESYS U; Capacitor Contactor ; EOCR; Overload relays, Control Relays, ElectromagneticRelay; Motor CB except range GV2ME; Accessories | 2466200 | 2.988%
LC1D128N7 | 4P CONT 25A AC-1 (2NO 2NC) 415VAC COIL | 1729200 | PTCTR: Contactor D>18A, LC2D***, Contactor F, K, TESYS U; Capacitor Contactor ; EOCR; Overload relays, Control Relays, ElectromagneticRelay; Motor CB except range GV2ME; Accessories | 1678600 | 3.014%
LC1D128ND | CONTACTOR | 2539900 | PTCTR: Contactor D>18A, LC2D***, Contactor F, K, TESYS U; Capacitor Contactor ; EOCR; Overload relays, Control Relays, ElectromagneticRelay; Motor CB except range GV2ME; Accessories | 2466200 | 2.988%
LC1D128P7 | CONTACTOR TESYS LC1D 4P | 1729200 | PTCTR: Contactor D>18A, LC2D***, Contactor F, K, TESYS U; Capacitor Contactor ; EOCR; Overload relays, Control Relays, ElectromagneticRelay; Motor CB except range GV2ME; Accessories | 1678600 | 3.014%
LC1D128Q7 | CONTACTOR | 1729200 | PTCTR: Contactor D>18A, LC2D***, Contactor F, K, TESYS U; Capacitor Contactor ; EOCR; Overload relays, Control Relays, ElectromagneticRelay; Motor CB except range GV2ME; Accessories | 1678600 | 3.014%
LC1D128R7 | 4P CONT 25A AC-1 (2NO 2NC) 440VAC COIL | 1729200 | PTCTR: Contactor D>18A, LC2D***, Contactor F, K, TESYS U; Capacitor Contactor ; EOCR; Overload relays, Control Relays, ElectromagneticRelay; Motor CB except range GV2ME; Accessories | 1678600 | 3.014%
LC1D128RD | CONTACTOR | 2539900 | PTCTR: Contactor D>18A, LC2D***, Contactor F, K, TESYS U; Capacitor Contactor ; EOCR; Overload relays, Control Relays, ElectromagneticRelay; Motor CB except range GV2ME; Accessories | 2466200 | 2.988%
LC1D128U7 | 4P CONT 25A AC-1 (2NO 2NC) 240VAC COIL | 1729200 | PTCTR: Contactor D>18A, LC2D***, Contactor F, K, TESYS U; Capacitor Contactor ; EOCR; Overload relays, Control Relays, ElectromagneticRelay; Motor CB except range GV2ME; Accessories | 1678600 | 3.014%
LC1D128UD | CONTACTOR | 2539900 | PTCTR: Contactor D>18A, LC2D***, Contactor F, K, TESYS U; Capacitor Contactor ; EOCR; Overload relays, Control Relays, ElectromagneticRelay; Motor CB except range GV2ME; Accessories | 2466200 | 2.988%
LC1D128V7 | CONTACTOR | 1729200 | PTCTR: Contactor D>18A, LC2D***, Contactor F, K, TESYS U; Capacitor Contactor ; EOCR; Overload relays, Control Relays, ElectromagneticRelay; Motor CB except range GV2ME; Accessories | 1678600 | 3.014%
LC1D12B7 | CONTACTOR 12A 1NC+1NO 24V 50/60 | 581900 | PTCTR: Contactor D ( LC1D***, )<=18A; Motor CB / Magnetic CB (GV2M**) for range GV2ME | 565400 | 2.918%
LC1D12BD | 3P CONT 12A AC3 5.5KW 1NO 1NC 24VDC | 988900 | PTCTR: Contactor D ( LC1D***, )<=18A; Motor CB / Magnetic CB (GV2M**) for range GV2ME | 960300 | 2.978%
LC1D12BL | 3P CONT 9A AC3 5.5KW 1NO 1NC 24VDC LC | 1059300 | PTCTR: Contactor D ( LC1D***, )<=18A; Motor CB / Magnetic CB (GV2M**) for range GV2ME | 1028500 | 2.995%
LC1D12D7 | CONTACTOR | 581900 | PTCTR: Contactor D ( LC1D***, )<=18A; Motor CB / Magnetic CB (GV2M**) for range GV2ME | 565400 | 2.918%
LC1D12E7 | CONTACTOR 12A 1F PLUS 1O 48V 50 60 | 581900 | PTCTR: Contactor D ( LC1D***, )<=18A; Motor CB / Magnetic CB (GV2M**) for range GV2ME | 565400 | 2.918%
LC1D12ED | 3P CONT 12A AC3 5.5KW 1NO 1NC 48VDC COIL | 988900 | PTCTR: Contactor D ( LC1D***, )<=18A; Motor CB / Magnetic CB (GV2M**) for range GV2ME | 960300 | 2.978%
LC1D12EL | 3P CONT 9A AC3 5.5KW 1NO 1NC 48VDC LC | 1059300 | PTCTR: Contactor D ( LC1D***, )<=18A; Motor CB / Magnetic CB (GV2M**) for range GV2ME | 1028500 | 2.995%
LC1D12F7 | CONTACTOR 12A 1NC+1NO 110V 50 60 | 581900 | PTCTR: Contactor D ( LC1D***, )<=18A; Motor CB / Magnetic CB (GV2M**) for range GV2ME | 565400 | 2.918%
LC1D12FD | 3P CON 12A AC3 5.5KW 1NO 1NC 110VDC COIL | 988900 | PTCTR: Contactor D ( LC1D***, )<=18A; Motor CB / Magnetic CB (GV2M**) for range GV2ME | 960300 | 2.978%
LC1D12FE7 | CONTACTOR | 581900 | PTCTR: Contactor D ( LC1D***, )<=18A; Motor CB / Magnetic CB (GV2M**) for range GV2ME | 565400 | 2.918%
LC1D12FL | CONTACTOR | 1059300 | PTCTR: Contactor D ( LC1D***, )<=18A; Motor CB / Magnetic CB (GV2M**) for range GV2ME | 1028500 | 2.995%
LC1D12GD | 3P CON 12A AC3 5.5KW 1NO 1NC 120VDC COIL | 988900 | PTCTR: Contactor D ( LC1D***, )<=18A; Motor CB / Magnetic CB (GV2M**) for range GV2ME | 960300 | 2.978%
LC1D12JD | 3P CONT 12A AC3 5.5KW 1NO 1NC 12VDC COIL | 988900 | PTCTR: Contactor D ( LC1D***, )<=18A; Motor CB / Magnetic CB (GV2M**) for range GV2ME | 960300 | 2.978%
LC1D12M7 | CONTACTOR | 581900 | PTCTR: Contactor D ( LC1D***, )<=18A; Motor CB / Magnetic CB (GV2M**) for range GV2ME | 565400 | 2.918%
LC1D12MD | CON 12A AC3 5.5KW 1NO 1NC 220VDC | 988900 | PTCTR: Contactor D ( LC1D***, )<=18A; Motor CB / Magnetic CB (GV2M**) for range GV2ME | 960300 | 2.978%
LC1D12ML | CONTACTOR | 1059300 | PTCTR: Contactor D ( LC1D***, )<=18A; Motor CB / Magnetic CB (GV2M**) for range GV2ME | 1028500 | 2.995%
LC1D12N7 | CONTACTOR 12A 1NC+1NO 415V 50/60 | 581900 | PTCTR: Contactor D ( LC1D***, )<=18A; Motor CB / Magnetic CB (GV2M**) for range GV2ME | 565400 | 2.918%
LC1D12ND | CONTACTOR | 988900 | PTCTR: Contactor D ( LC1D***, )<=18A; Motor CB / Magnetic CB (GV2M**) for range GV2ME | 960300 | 2.978%
LC1D12P7 | CONTACTOR | 581900 | PTCTR: Contactor D ( LC1D***, )<=18A; Motor CB / Magnetic CB (GV2M**) for range GV2ME | 565400 | 2.918%
LC1D12Q7 | CONTACTOR | 581900 | PTCTR: Contactor D ( LC1D***, )<=18A; Motor CB / Magnetic CB (GV2M**) for range GV2ME | 565400 | 2.918%
LC1D12R7 | CONTACTOR | 581900 | PTCTR: Contactor D ( LC1D***, )<=18A; Motor CB / Magnetic CB (GV2M**) for range GV2ME | 565400 | 2.918%
LC1D12RD | CONTACTOR | 988900 | PTCTR: Contactor D ( LC1D***, )<=18A; Motor CB / Magnetic CB (GV2M**) for range GV2ME | 960300 | 2.978%
LC1D12U7 | CONTACTOR 12A 1NC+1NO 240V 50/60 | 581900 | PTCTR: Contactor D ( LC1D***, )<=18A; Motor CB / Magnetic CB (GV2M**) for range GV2ME | 565400 | 2.918%
LC1D12UL | CONTACTOR | 1059300 | PTCTR: Contactor D ( LC1D***, )<=18A; Motor CB / Magnetic CB (GV2M**) for range GV2ME | 1028500 | 2.995%
LC1D12V7 | CONTACTOR | 581900 | PTCTR: Contactor D ( LC1D***, )<=18A; Motor CB / Magnetic CB (GV2M**) for range GV2ME | 565400 | 2.918%
LC1D150B7 | CONTACTOR | 9572200 | PTCTR: Contactor D>18A, LC2D***, Contactor F, K, TESYS U; Capacitor Contactor ; EOCR; Overload relays, Control Relays, ElectromagneticRelay; Motor CB except range GV2ME; Accessories | 9293900 | 2.994%
LC1D150BD | CONTACTOR | 16273400 | PTCTR: Contactor D>18A, LC2D***, Contactor F, K, TESYS U; Capacitor Contactor ; EOCR; Overload relays, Control Relays, ElectromagneticRelay; Motor CB except range GV2ME; Accessories | 15799300 | 3.001%
LC1D150D7 | CONTACTOR | 9572200 | PTCTR: Contactor D>18A, LC2D***, Contactor F, K, TESYS U; Capacitor Contactor ; EOCR; Overload relays, Control Relays, ElectromagneticRelay; Motor CB except range GV2ME; Accessories | 9293900 | 2.994%
LC1D150E7 | CONTACTOR | 9572200 | PTCTR: Contactor D>18A, LC2D***, Contactor F, K, TESYS U; Capacitor Contactor ; EOCR; Overload relays, Control Relays, ElectromagneticRelay; Motor CB except range GV2ME; Accessories | 9293900 | 2.994%
LC1D150ED | CONTACTOR | 16273400 | PTCTR: Contactor D>18A, LC2D***, Contactor F, K, TESYS U; Capacitor Contactor ; EOCR; Overload relays, Control Relays, ElectromagneticRelay; Motor CB except range GV2ME; Accessories | 15799300 | 3.001%
LC1D150F7 | CONTACTOR | 9572200 | PTCTR: Contactor D>18A, LC2D***, Contactor F, K, TESYS U; Capacitor Contactor ; EOCR; Overload relays, Control Relays, ElectromagneticRelay; Motor CB except range GV2ME; Accessories | 9293900 | 2.994%
LC1D150FD | CONTACTOR | 16273400 | PTCTR: Contactor D>18A, LC2D***, Contactor F, K, TESYS U; Capacitor Contactor ; EOCR; Overload relays, Control Relays, ElectromagneticRelay; Motor CB except range GV2ME; Accessories | 15799300 | 3.001%
LC1D150FE7 | CONTACTOR | 9572200 | PTCTR: Contactor D>18A, LC2D***, Contactor F, K, TESYS U; Capacitor Contactor ; EOCR; Overload relays, Control Relays, ElectromagneticRelay; Motor CB except range GV2ME; Accessories | 9293900 | 2.994%
LC1D150GD | CONTACTOR | 16273400 | PTCTR: Contactor D>18A, LC2D***, Contactor F, K, TESYS U; Capacitor Contactor ; EOCR; Overload relays, Control Relays, ElectromagneticRelay; Motor CB except range GV2ME; Accessories | 15799300 | 3.001%
LC1D150M7 | CONTACTOR | 9572200 | PTCTR: Contactor D>18A, LC2D***, Contactor F, K, TESYS U; Capacitor Contactor ; EOCR; Overload relays, Control Relays, ElectromagneticRelay; Motor CB except range GV2ME; Accessories | 9293900 | 2.994%
LC1D150MD | CONTACTOR | 16273400 | PTCTR: Contactor D>18A, LC2D***, Contactor F, K, TESYS U; Capacitor Contactor ; EOCR; Overload relays, Control Relays, ElectromagneticRelay; Motor CB except range GV2ME; Accessories | 15799300 | 3.001%
LC1D150N7 | CONTACTOR | 9572200 | PTCTR: Contactor D>18A, LC2D***, Contactor F, K, TESYS U; Capacitor Contactor ; EOCR; Overload relays, Control Relays, ElectromagneticRelay; Motor CB except range GV2ME; Accessories | 9293900 | 2.994%
LC1D150ND | CONTACTOR | 16273400 | PTCTR: Contactor D>18A, LC2D***, Contactor F, K, TESYS U; Capacitor Contactor ; EOCR; Overload relays, Control Relays, ElectromagneticRelay; Motor CB except range GV2ME; Accessories | 15799300 | 3.001%
LC1D150P7 | CONTACTOR | 9572200 | PTCTR: Contactor D>18A, LC2D***, Contactor F, K, TESYS U; Capacitor Contactor ; EOCR; Overload relays, Control Relays, ElectromagneticRelay; Motor CB except range GV2ME; Accessories | 9293900 | 2.994%
LC1D150Q7 | CONTACTOR | 9572200 | PTCTR: Contactor D>18A, LC2D***, Contactor F, K, TESYS U; Capacitor Contactor ; EOCR; Overload relays, Control Relays, ElectromagneticRelay; Motor CB except range GV2ME; Accessories | 9293900 | 2.994%
LC1D150R7 | CONTACTOR | 9572200 | PTCTR: Contactor D>18A, LC2D***, Contactor F, K, TESYS U; Capacitor Contactor ; EOCR; Overload relays, Control Relays, ElectromagneticRelay; Motor CB except range GV2ME; Accessories | 9293900 | 2.994%
LC1D150RD | CONTACTOR | 16273400 | PTCTR: Contactor D>18A, LC2D***, Contactor F, K, TESYS U; Capacitor Contactor ; EOCR; Overload relays, Control Relays, ElectromagneticRelay; Motor CB except range GV2ME; Accessories | 15799300 | 3.001%
LC1D150S7 | CONTACTOR | 9572200 | PTCTR: Contactor D>18A, LC2D***, Contactor F, K, TESYS U; Capacitor Contactor ; EOCR; Overload relays, Control Relays, ElectromagneticRelay; Motor CB except range GV2ME; Accessories | 9293900 | 2.994%
LC1D150SD | CONTACTOR | 16273400 | PTCTR: Contactor D>18A, LC2D***, Contactor F, K, TESYS U; Capacitor Contactor ; EOCR; Overload relays, Control Relays, ElectromagneticRelay; Motor CB except range GV2ME; Accessories | 15799300 | 3.001%
LC1D150U7 | CONTACTOR | 9572200 | PTCTR: Contactor D>18A, LC2D***, Contactor F, K, TESYS U; Capacitor Contactor ; EOCR; Overload relays, Control Relays, ElectromagneticRelay; Motor CB except range GV2ME; Accessories | 9293900 | 2.994%
LC1D150V7 | CONTACTOR | 9572200 | PTCTR: Contactor D>18A, LC2D***, Contactor F, K, TESYS U; Capacitor Contactor ; EOCR; Overload relays, Control Relays, ElectromagneticRelay; Motor CB except range GV2ME; Accessories | 9293900 | 2.994%
LC1D188B7 | CONT 32A 4p AC1 24v 50/60 hz | 2035000 | PTCTR: Contactor D>18A, LC2D***, Contactor F, K, TESYS U; Capacitor Contactor ; EOCR; Overload relays, Control Relays, ElectromagneticRelay; Motor CB except range GV2ME; Accessories | 1975600 | 3.007%
LC1D188BD | 4P CONT 32A AC-1 (2NO 2NC) 24VDC COIL | 2846800 | PTCTR: Contactor D>18A, LC2D***, Contactor F, K, TESYS U; Capacitor Contactor ; EOCR; Overload relays, Control Relays, ElectromagneticRelay; Motor CB except range GV2ME; Accessories | 2764300 | 2.984%
LC1D188D7 | CONTACTOR | 2035000 | PTCTR: Contactor D>18A, LC2D***, Contactor F, K, TESYS U; Capacitor Contactor ; EOCR; Overload relays, Control Relays, ElectromagneticRelay; Motor CB except range GV2ME; Accessories | 1975600 | 3.007%
LC1D188E7 | 4P CONT 32A AC-1 (2NO 2NC) 48VAC COIL | 2035000 | PTCTR: Contactor D>18A, LC2D***, Contactor F, K, TESYS U; Capacitor Contactor ; EOCR; Overload relays, Control Relays, ElectromagneticRelay; Motor CB except range GV2ME; Accessories | 1975600 | 3.007%
LC1D188ED | 4P CONT 32A AC-1 (2NO 2NC) 48VDC COIL | 2846800 | PTCTR: Contactor D>18A, LC2D***, Contactor F, K, TESYS U; Capacitor Contactor ; EOCR; Overload relays, Control Relays, ElectromagneticRelay; Motor CB except range GV2ME; Accessories | 2764300 | 2.984%
LC1D188F7 | 4P CONT 32A AC-1 (2NO 2NC) 110VAC COIL | 2035000 | PTCTR: Contactor D>18A, LC2D***, Contactor F, K, TESYS U; Capacitor Contactor ; EOCR; Overload relays, Control Relays, ElectromagneticRelay; Motor CB except range GV2ME; Accessories | 1975600 | 3.007%
LC1D188FD | 4P CONT 32A AC-1 (2NO 2NC) 110VDC COIL | 2846800 | PTCTR: Contactor D>18A, LC2D***, Contactor F, K, TESYS U; Capacitor Contactor ; EOCR; Overload relays, Control Relays, ElectromagneticRelay; Motor CB except range GV2ME; Accessories | 2764300 | 2.984%
LC1D188GD | CONTACTOR | 2846800 | PTCTR: Contactor D>18A, LC2D***, Contactor F, K, TESYS U; Capacitor Contactor ; EOCR; Overload relays, Control Relays, ElectromagneticRelay; Motor CB except range GV2ME; Accessories | 2764300 | 2.984%
LC1D188JD | 4P CONT 32A AC-1 (2NO 2NC) 12VDC COIL | 2846800 | PTCTR: Contactor D>18A, LC2D***, Contactor F, K, TESYS U; Capacitor Contactor ; EOCR; Overload relays, Control Relays, ElectromagneticRelay; Motor CB except range GV2ME; Accessories | 2764300 | 2.984%
LC1D188M7 | 4P CONT 32A AC-1 (2NO 2NC) 220VAC COIL | 2035000 | PTCTR: Contactor D>18A, LC2D***, Contactor F, K, TESYS U; Capacitor Contactor ; EOCR; Overload relays, Control Relays, ElectromagneticRelay; Motor CB except range GV2ME; Accessories | 1975600 | 3.007%
LC1D188MD | 4P CONT 32A AC-1 (2NO 2NC) 220VDC COIL | 2846800 | PTCTR: Contactor D>18A, LC2D***, Contactor F, K, TESYS U; Capacitor Contactor ; EOCR; Overload relays, Control Relays, ElectromagneticRelay; Motor CB except range GV2ME; Accessories | 2764300 | 2.984%
LC1D188N7 | CONTACTOR | 2035000 | PTCTR: Contactor D>18A, LC2D***, Contactor F, K, TESYS U; Capacitor Contactor ; EOCR; Overload relays, Control Relays, ElectromagneticRelay; Motor CB except range GV2ME; Accessories | 1975600 | 3.007%
LC1D188P7 | CONT 32A 4p AC1 230v 50/60 hz | 2035000 | PTCTR: Contactor D>18A, LC2D***, Contactor F, K, TESYS U; Capacitor Contactor ; EOCR; Overload relays, Control Relays, ElectromagneticRelay; Motor CB except range GV2ME; Accessories | 1975600 | 3.007%
LC1D188R7 | CONTACTOR | 2035000 | PTCTR: Contactor D>18A, LC2D***, Contactor F, K, TESYS U; Capacitor Contactor ; EOCR; Overload relays, Control Relays, ElectromagneticRelay; Motor CB except range GV2ME; Accessories | 1975600 | 3.007%
LC1D188SD | CONTACTOR | 2846800 | PTCTR: Contactor D>18A, LC2D***, Contactor F, K, TESYS U; Capacitor Contactor ; EOCR; Overload relays, Control Relays, ElectromagneticRelay; Motor CB except range GV2ME; Accessories | 2764300 | 2.984%
LC1D188U7 | 4P CONT 32A AC-1 (2NO 2NC) 240VAC COIL | 2035000 | PTCTR: Contactor D>18A, LC2D***, Contactor F, K, TESYS U; Capacitor Contactor ; EOCR; Overload relays, Control Relays, ElectromagneticRelay; Motor CB except range GV2ME; Accessories | 1975600 | 3.007%
LC1D188V7 | CONTACTOR | 2035000 | PTCTR: Contactor D>18A, LC2D***, Contactor F, K, TESYS U; Capacitor Contactor ; EOCR; Overload relays, Control Relays, ElectromagneticRelay; Motor CB except range GV2ME; Accessories | 1975600 | 3.007%
LC1D18B7 | sCONT 18A 1NC+1NO 24V 50/60 | 777700 | PTCTR: Contactor D ( LC1D***, )<=18A; Motor CB / Magnetic CB (GV2M**) for range GV2ME | 754600 | 3.061%
LC1D18BD | CONT 18A 1NC+1NO 24V CC LPL | 1318900 | PTCTR: Contactor D ( LC1D***, )<=18A; Motor CB / Magnetic CB (GV2M**) for range GV2ME | 1280400 | 3.007%
LC1D18BL | CONT 18A 1NC+1NO 24V low cons coil | 1409100 | PTCTR: Contactor D ( LC1D***, )<=18A; Motor CB / Magnetic CB (GV2M**) for range GV2ME | 1368400 | 2.974%
LC1D18D7 | CONT 18A 1NC+1NO 42V 50/60 | 777700 | PTCTR: Contactor D ( LC1D***, )<=18A; Motor CB / Magnetic CB (GV2M**) for range GV2ME | 754600 | 3.061%
LC1D18E7 | CONT 18A 1NC+1NO 48V 50/60 | 777700 | PTCTR: Contactor D ( LC1D***, )<=18A; Motor CB / Magnetic CB (GV2M**) for range GV2ME | 754600 | 3.061%
LC1D18ED | CONT 18A 1NC+1NO 48V CC LPL | 1318900 | PTCTR: Contactor D ( LC1D***, )<=18A; Motor CB / Magnetic CB (GV2M**) for range GV2ME | 1280400 | 3.007%
LC1D18F7 | CONT 18A 1NC+1NO 110V 50/60. | 777700 | PTCTR: Contactor D ( LC1D***, )<=18A; Motor CB / Magnetic CB (GV2M**) for range GV2ME | 754600 | 3.061%
LC1D18FD | CONT18A 1NC+1NO 110V CC LPL | 1318900 | PTCTR: Contactor D ( LC1D***, )<=18A; Motor CB / Magnetic CB (GV2M**) for range GV2ME | 1280400 | 3.007%
LC1D18FE7 | CONT 18A 1NC+1NO 115V 50/60 | 777700 | PTCTR: Contactor D ( LC1D***, )<=18A; Motor CB / Magnetic CB (GV2M**) for range GV2ME | 754600 | 3.061%
LC1D18GD | CONT18A 1NC+1NO 125V CC LPL | 1318900 | PTCTR: Contactor D ( LC1D***, )<=18A; Motor CB / Magnetic CB (GV2M**) for range GV2ME | 1280400 | 3.007%
LC1D18JD | CONTACTOR | 1318900 | PTCTR: Contactor D ( LC1D***, )<=18A; Motor CB / Magnetic CB (GV2M**) for range GV2ME | 1280400 | 3.007%
LC1D18M7 | CONT 18A 1NC+1NO 220V 50/60 | 777700 | PTCTR: Contactor D ( LC1D***, )<=18A; Motor CB / Magnetic CB (GV2M**) for range GV2ME | 754600 | 3.061%
LC1D18MD | CONTACTOR | 1318900 | PTCTR: Contactor D ( LC1D***, )<=18A; Motor CB / Magnetic CB (GV2M**) for range GV2ME | 1280400 | 3.007%
LC1D18ML | CONT 18A 1NC+1NO 220V BCLPL | 1409100 | PTCTR: Contactor D ( LC1D***, )<=18A; Motor CB / Magnetic CB (GV2M**) for range GV2ME | 1368400 | 2.974%
LC1D18N7 | CONT 18A 1NC+1NO 415V 50/60 | 777700 | PTCTR: Contactor D ( LC1D***, )<=18A; Motor CB / Magnetic CB (GV2M**) for range GV2ME | 754600 | 3.061%
LC1D18ND | CONT 18A 1NC+1NO 60V CC LPL | 1318900 | PTCTR: Contactor D ( LC1D***, )<=18A; Motor CB / Magnetic CB (GV2M**) for range GV2ME | 1280400 | 3.007%
LC1D18P7 | CONT 18A 1NC+1NO 230V 50/60 | 777700 | PTCTR: Contactor D ( LC1D***, )<=18A; Motor CB / Magnetic CB (GV2M**) for range GV2ME | 754600 | 3.061%
LC1D18Q7 | CONT 18A 1NC+1NO 380V 50/60 | 777700 | PTCTR: Contactor D ( LC1D***, )<=18A; Motor CB / Magnetic CB (GV2M**) for range GV2ME | 754600 | 3.061%
LC1D18R7 | CONT 18A 1NC+1NO 440V 50/60 | 777700 | PTCTR: Contactor D ( LC1D***, )<=18A; Motor CB / Magnetic CB (GV2M**) for range GV2ME | 754600 | 3.061%
LC1D18SD | CONT 18A 1NC+1NO 72V dc coil | 1318900 | PTCTR: Contactor D ( LC1D***, )<=18A; Motor CB / Magnetic CB (GV2M**) for range GV2ME | 1280400 | 3.007%
LC1D18U7 | CONT 18A 1NC+1NO 240V 50/60 hz | 777700 | PTCTR: Contactor D ( LC1D***, )<=18A; Motor CB / Magnetic CB (GV2M**) for range GV2ME | 754600 | 3.061%
LC1D18UL | CONT18A 1NC+1NO 250V BC LPL | 1409100 | PTCTR: Contactor D>18A, LC2D***, Contactor F, K, TESYS U; Capacitor Contactor ; EOCR; Overload relays, Control Relays, ElectromagneticRelay; Motor CB except range GV2ME; Accessories | 1368400 | 2.974%
LC1D18V7 | CONTACTOR | 777700 | PTCTR: Contactor D ( LC1D***, )<=18A; Motor CB / Magnetic CB (GV2M**) for range GV2ME | 754600 | 3.061%
LC1D258B7 | 4P CONT 40A AC-1 (2NO 2NC) 24VAC COIL | 3458400 | PTCTR: Contactor D>18A, LC2D***, Contactor F, K, TESYS U; Capacitor Contactor ; EOCR; Overload relays, Control Relays, ElectromagneticRelay; Motor CB except range GV2ME; Accessories | 3357200 | 3.014%
LC1D258BD | 4P CONTACTOR 40A AC-1 (2NO 2NC) 24VDC | 5084200 | PTCTR: Contactor D>18A, LC2D***, Contactor F, K, TESYS U; Capacitor Contactor ; EOCR; Overload relays, Control Relays, ElectromagneticRelay; Motor CB except range GV2ME; Accessories | 4935700 | 3.009%
LC1D258D7 | 4P CONT 40A AC-1 (2NO 2NC) 42VAC COIL | 3458400 | PTCTR: Contactor D>18A, LC2D***, Contactor F, K, TESYS U; Capacitor Contactor ; EOCR; Overload relays, Control Relays, ElectromagneticRelay; Motor CB except range GV2ME; Accessories | 3357200 | 3.014%
LC1D258E7 | 4P CONT 40A AC-1 (2NO 2NC) 48VAC COIL | 3458400 | PTCTR: Contactor D>18A, LC2D***, Contactor F, K, TESYS U; Capacitor Contactor ; EOCR; Overload relays, Control Relays, ElectromagneticRelay; Motor CB except range GV2ME; Accessories | 3357200 | 3.014%
LC1D258ED | 4P CONTACTOR 40A AC-1 (2NO 2NC) 48VDC | 5084200 | PTCTR: Contactor D>18A, LC2D***, Contactor F, K, TESYS U; Capacitor Contactor ; EOCR; Overload relays, Control Relays, ElectromagneticRelay; Motor CB except range GV2ME; Accessories | 4935700 | 3.009%
LC1D258F7 | 4P CONT 40A AC-1 (2NO 2NC) 110VAC COIL | 3458400 | PTCTR: Contactor D>18A, LC2D***, Contactor F, K, TESYS U; Capacitor Contactor ; EOCR; Overload relays, Control Relays, ElectromagneticRelay; Motor CB except range GV2ME; Accessories | 3357200 | 3.014%
LC1D258FD | 4P CONTACTOR 40A AC-1 (2NO 2NC) 110VDC | 5084200 | PTCTR: Contactor D>18A, LC2D***, Contactor F, K, TESYS U; Capacitor Contactor ; EOCR; Overload relays, Control Relays, ElectromagneticRelay; Motor CB except range GV2ME; Accessories | 4935700 | 3.009%
LC1D258GD | 4P CONTACTOR 40A AC-1 (2NO 2NC) 125VDC | 5084200 | PTCTR: Contactor D>18A, LC2D***, Contactor F, K, TESYS U; Capacitor Contactor ; EOCR; Overload relays, Control Relays, ElectromagneticRelay; Motor CB except range GV2ME; Accessories | 4935700 | 3.009%
LC1D258JD | 4P CONTACTOR 40A AC-1 (2NO 2NC) 12VDC | 5084200 | PTCTR: Contactor D>18A, LC2D***, Contactor F, K, TESYS U; Capacitor Contactor ; EOCR; Overload relays, Control Relays, ElectromagneticRelay; Motor CB except range GV2ME; Accessories | 4935700 | 3.009%
LC1D258M7 | 4P CONT 40A AC-1 (2NO 2NC) 220VAC COIL | 3458400 | PTCTR: Contactor D>18A, LC2D***, Contactor F, K, TESYS U; Capacitor Contactor ; EOCR; Overload relays, Control Relays, ElectromagneticRelay; Motor CB except range GV2ME; Accessories | 3357200 | 3.014%
LC1D258MD | 4P CONTACTOR 40A AC-1 (2NO 2NC) 220VDC | 5084200 | PTCTR: Contactor D>18A, LC2D***, Contactor F, K, TESYS U; Capacitor Contactor ; EOCR; Overload relays, Control Relays, ElectromagneticRelay; Motor CB except range GV2ME; Accessories | 4935700 | 3.009%
LC1D258N7 | CONTACTOR | 3458400 | PTCTR: Contactor D>18A, LC2D***, Contactor F, K, TESYS U; Capacitor Contactor ; EOCR; Overload relays, Control Relays, ElectromagneticRelay; Motor CB except range GV2ME; Accessories | 3357200 | 3.014%
LC1D258ND | CONTACTOR | 5084200 | PTCTR: Contactor D>18A, LC2D***, Contactor F, K, TESYS U; Capacitor Contactor ; EOCR; Overload relays, Control Relays, ElectromagneticRelay; Motor CB except range GV2ME; Accessories | 4935700 | 3.009%
LC1D258P7 | CONT 40A 4p AC1 230v 50/60 hz | 3458400 | PTCTR: Contactor D>18A, LC2D***, Contactor F, K, TESYS U; Capacitor Contactor ; EOCR; Overload relays, Control Relays, ElectromagneticRelay; Motor CB except range GV2ME; Accessories | 3357200 | 3.014%
LC1D258Q7 | CONTACTOR | 3458400 | PTCTR: Contactor D>18A, LC2D***, Contactor F, K, TESYS U; Capacitor Contactor ; EOCR; Overload relays, Control Relays, ElectromagneticRelay; Motor CB except range GV2ME; Accessories | 3357200 | 3.014%
LC1D258R7 | CONTACTOR | 3458400 | PTCTR: Contactor D>18A, LC2D***, Contactor F, K, TESYS U; Capacitor Contactor ; EOCR; Overload relays, Control Relays, ElectromagneticRelay; Motor CB except range GV2ME; Accessories | 3357200 | 3.014%
LC1D258SD | 4P CONTACTOR 40A AC-1 (2NO 2NC) 72VDC | 5084200 | PTCTR: Contactor D>18A, LC2D***, Contactor F, K, TESYS U; Capacitor Contactor ; EOCR; Overload relays, Control Relays, ElectromagneticRelay; Motor CB except range GV2ME; Accessories | 4935700 | 3.009%
LC1D258U7 | 4P CONT 40A AC-1 (2NO 2NC) 240VAC COIL | 3458400 | PTCTR: Contactor D>18A, LC2D***, Contactor F, K, TESYS U; Capacitor Contactor ; EOCR; Overload relays, Control Relays, ElectromagneticRelay; Motor CB except range GV2ME; Accessories | 3357200 | 3.014%
LC1D258UD | CONTACTOR | 5084200 | PTCTR: Contactor D>18A, LC2D***, Contactor F, K, TESYS U; Capacitor Contactor ; EOCR; Overload relays, Control Relays, ElectromagneticRelay; Motor CB except range GV2ME; Accessories | 4935700 | 3.009%
LC1D258V7 | CONTACTOR | 3458400 | PTCTR: Contactor D>18A, LC2D***, Contactor F, K, TESYS U; Capacitor Contactor ; EOCR; Overload relays, Control Relays, ElectromagneticRelay; Motor CB except range GV2ME; Accessories | 3357200 | 3.014%
LC1D25B7 | CONT 25A 1NC+1NO 24V 50/60 | 1087900 | PTCTR: Contactor D>18A, LC2D***, Contactor F, K, TESYS U; Capacitor Contactor ; EOCR; Overload relays, Control Relays, ElectromagneticRelay; Motor CB except range GV2ME; Accessories | 1056000 | 3.021%
LC1D25BD | CONT 25A 1NC+1NO 24V CC LPL | 1318900 | PTCTR: Contactor D>18A, LC2D***, Contactor F, K, TESYS U; Capacitor Contactor ; EOCR; Overload relays, Control Relays, ElectromagneticRelay; Motor CB except range GV2ME; Accessories | 1280400 | 3.007%
LC1D25BL | CONT 25A 1NC+1NO 24V low cons coil | 1974500 | PTCTR: Contactor D>18A, LC2D***, Contactor F, K, TESYS U; Capacitor Contactor ; EOCR; Overload relays, Control Relays, ElectromagneticRelay; Motor CB except range GV2ME; Accessories | 1917300 | 2.983%
LC1D25D7 | CONT 25A 1NC+1NO 42V 50/60 | 1087900 | PTCTR: Contactor D>18A, LC2D***, Contactor F, K, TESYS U; Capacitor Contactor ; EOCR; Overload relays, Control Relays, ElectromagneticRelay; Motor CB except range GV2ME; Accessories | 1056000 | 3.021%
LC1D25E7 | CONT 25A 1NC+1NO 48V 50/60 | 1087900 | PTCTR: Contactor D>18A, LC2D***, Contactor F, K, TESYS U; Capacitor Contactor ; EOCR; Overload relays, Control Relays, ElectromagneticRelay; Motor CB except range GV2ME; Accessories | 1056000 | 3.021%
LC1D25ED | CONT 25A 1NC+1NO 48V CC LPL | 1318900 | PTCTR: Contactor D>18A, LC2D***, Contactor F, K, TESYS U; Capacitor Contactor ; EOCR; Overload relays, Control Relays, ElectromagneticRelay; Motor CB except range GV2ME; Accessories | 1280400 | 3.007%
LC1D25EL | CONTACTOR | 1974500 | PTCTR: Contactor D>18A, LC2D***, Contactor F, K, TESYS U; Capacitor Contactor ; EOCR; Overload relays, Control Relays, ElectromagneticRelay; Motor CB except range GV2ME; Accessories | 1917300 | 2.983%
LC1D25F7 | CONT 25A 1NC+1NO 110V 50/60 | 1087900 | PTCTR: Contactor D>18A, LC2D***, Contactor F, K, TESYS U; Capacitor Contactor ; EOCR; Overload relays, Control Relays, ElectromagneticRelay; Motor CB except range GV2ME; Accessories | 1056000 | 3.021%
LC1D25FD | CONT 25A 1NC+1NO 110V dc coil | 1318900 | PTCTR: Contactor D>18A, LC2D***, Contactor F, K, TESYS U; Capacitor Contactor ; EOCR; Overload relays, Control Relays, ElectromagneticRelay; Motor CB except range GV2ME; Accessories | 1280400 | 3.007%
LC1D25FE7 | CONT 25A 1F PLUS 1O 115V 50 60 | 1087900 | PTCTR: Contactor D>18A, LC2D***, Contactor F, K, TESYS U; Capacitor Contactor ; EOCR; Overload relays, Control Relays, ElectromagneticRelay; Motor CB except range GV2ME; Accessories | 1056000 | 3.021%
LC1D25FL | CONTACTOR | 1974500 | PTCTR: Contactor D>18A, LC2D***, Contactor F, K, TESYS U; Capacitor Contactor ; EOCR; Overload relays, Control Relays, ElectromagneticRelay; Motor CB except range GV2ME; Accessories | 1917300 | 2.983%
LC1D25GD | CONT25A 1NC+1NO 125V CC LPL | 1318900 | PTCTR: Contactor D>18A, LC2D***, Contactor F, K, TESYS U; Capacitor Contactor ; EOCR; Overload relays, Control Relays, ElectromagneticRelay; Motor CB except range GV2ME; Accessories | 1280400 | 3.007%
LC1D25JD | CONT 25A 1NC+1NO 12V dc coil | 1318900 | PTCTR: Contactor D>18A, LC2D***, Contactor F, K, TESYS U; Capacitor Contactor ; EOCR; Overload relays, Control Relays, ElectromagneticRelay; Motor CB except range GV2ME; Accessories | 1280400 | 3.007%
LC1D25JL | CONTACTOR | 1974500 | PTCTR: Contactor D>18A, LC2D***, Contactor F, K, TESYS U; Capacitor Contactor ; EOCR; Overload relays, Control Relays, ElectromagneticRelay; Motor CB except range GV2ME; Accessories | 1917300 | 2.983%
LC1D25M7 | CONT 25A 1NC+1NO 220V 50/60 | 1087900 | PTCTR: Contactor D>18A, LC2D***, Contactor F, K, TESYS U; Capacitor Contactor ; EOCR; Overload relays, Control Relays, ElectromagneticRelay; Motor CB except range GV2ME; Accessories | 1056000 | 3.021%
LC1D25MD | CONTACTOR | 1318900 | PTCTR: Contactor D>18A, LC2D***, Contactor F, K, TESYS U; Capacitor Contactor ; EOCR; Overload relays, Control Relays, ElectromagneticRelay; Motor CB except range GV2ME; Accessories | 1280400 | 3.007%
LC1D25ML | CONT 25A 1NC+1NO 220V BCLPL | 1974500 | PTCTR: Contactor D>18A, LC2D***, Contactor F, K, TESYS U; Capacitor Contactor ; EOCR; Overload relays, Control Relays, ElectromagneticRelay; Motor CB except range GV2ME; Accessories | 1917300 | 2.983%
LC1D25N7 | CONT 25A 1NC+1NO 415V 50 60 | 1087900 | PTCTR: Contactor D>18A, LC2D***, Contactor F, K, TESYS U; Capacitor Contactor ; EOCR; Overload relays, Control Relays, ElectromagneticRelay; Motor CB except range GV2ME; Accessories | 1056000 | 3.021%
LC1D25ND | CONT 25A 1NC+1NO 60V CC LPL | 1318900 | PTCTR: Contactor D>18A, LC2D***, Contactor F, K, TESYS U; Capacitor Contactor ; EOCR; Overload relays, Control Relays, ElectromagneticRelay; Motor CB except range GV2ME; Accessories | 1280400 | 3.007%
LC1D25P7 | CONT 25A 1NC+1NO 230V 50/60 | 1087900 | PTCTR: Contactor D>18A, LC2D***, Contactor F, K, TESYS U; Capacitor Contactor ; EOCR; Overload relays, Control Relays, ElectromagneticRelay; Motor CB except range GV2ME; Accessories | 1056000 | 3.021%
LC1D25Q7 | CONT 25A 1NC+1NO 380V 50/60 | 1087900 | PTCTR: Contactor D>18A, LC2D***, Contactor F, K, TESYS U; Capacitor Contactor ; EOCR; Overload relays, Control Relays, ElectromagneticRelay; Motor CB except range GV2ME; Accessories | 1056000 | 3.021%
LC1D25R7 | CONT 25A 1NC+1NO 440V 50 60 | 1087900 | PTCTR: Contactor D>18A, LC2D***, Contactor F, K, TESYS U; Capacitor Contactor ; EOCR; Overload relays, Control Relays, ElectromagneticRelay; Motor CB except range GV2ME; Accessories | 1056000 | 3.021%
LC1D25RD | CONTACTOR | 1318900 | PTCTR: Contactor D>18A, LC2D***, Contactor F, K, TESYS U; Capacitor Contactor ; EOCR; Overload relays, Control Relays, ElectromagneticRelay; Motor CB except range GV2ME; Accessories | 1280400 | 3.007%
LC1D25S7 | CONT25A 1NC+1NO 500V 50 60 | 1087900 | PTCTR: Contactor D>18A, LC2D***, Contactor F, K, TESYS U; Capacitor Contactor ; EOCR; Overload relays, Control Relays, ElectromagneticRelay; Motor CB except range GV2ME; Accessories | 1056000 | 3.021%
LC1D25U7 | CONT 25A 1NC+1NO 240V 50/60 | 1087900 | PTCTR: Contactor D>18A, LC2D***, Contactor F, K, TESYS U; Capacitor Contactor ; EOCR; Overload relays, Control Relays, ElectromagneticRelay; Motor CB except range GV2ME; Accessories | 1056000 | 3.021%
LC1D25V7 | CONT 25A 1NC+1NO 400V 50/60 | 1087900 | PTCTR: Contactor D>18A, LC2D***, Contactor F, K, TESYS U; Capacitor Contactor ; EOCR; Overload relays, Control Relays, ElectromagneticRelay; Motor CB except range GV2ME; Accessories | 1056000 | 3.021%
LC1D32B7 | CONT 32A 1NC+1NO 24V 50/60 hz | 1356300 | PTCTR: Contactor D>18A, LC2D***, Contactor F, K, TESYS U; Capacitor Contactor ; EOCR; Overload relays, Control Relays, ElectromagneticRelay; Motor CB except range GV2ME; Accessories | 1316700 | 3.008%
LC1D32BD | CONT 32A 1NC+1NO 24V CC LPL | 2303400 | PTCTR: Contactor D>18A, LC2D***, Contactor F, K, TESYS U; Capacitor Contactor ; EOCR; Overload relays, Control Relays, ElectromagneticRelay; Motor CB except range GV2ME; Accessories | 2236300 | 3%
LC1D32BL | CONT 32A 1NC+1NO 24V 50/60 hz | 2466200 | PTCTR: Contactor D>18A, LC2D***, Contactor F, K, TESYS U; Capacitor Contactor ; EOCR; Overload relays, Control Relays, ElectromagneticRelay; Motor CB except range GV2ME; Accessories | 2394700 | 2.986%
LC1D32CD | CONT 32A 1NC+1NO 36V CC LPL | 2303400 | PTCTR: Contactor D>18A, LC2D***, Contactor F, K, TESYS U; Capacitor Contactor ; EOCR; Overload relays, Control Relays, ElectromagneticRelay; Motor CB except range GV2ME; Accessories | 2236300 | 3%
LC1D32D7 | CONT 32A 1NC+1NO 42V 50/60 hz | 1356300 | PTCTR: Contactor D>18A, LC2D***, Contactor F, K, TESYS U; Capacitor Contactor ; EOCR; Overload relays, Control Relays, ElectromagneticRelay; Motor CB except range GV2ME; Accessories | 1316700 | 3.008%
LC1D32E7 | 3P CONT 32A AC3 15KW 1NO 1NC 48VAC COIL | 1356300 | PTCTR: Contactor D>18A, LC2D***, Contactor F, K, TESYS U; Capacitor Contactor ; EOCR; Overload relays, Control Relays, ElectromagneticRelay; Motor CB except range GV2ME; Accessories | 1316700 | 3.008%
LC1D32ED | CONT 32A 1NC+1NO 48V CC LPL | 2303400 | PTCTR: Contactor D>18A, LC2D***, Contactor F, K, TESYS U; Capacitor Contactor ; EOCR; Overload relays, Control Relays, ElectromagneticRelay; Motor CB except range GV2ME; Accessories | 2236300 | 3%
LC1D32EL | CONTACTOR | 2466200 | PTCTR: Contactor D>18A, LC2D***, Contactor F, K, TESYS U; Capacitor Contactor ; EOCR; Overload relays, Control Relays, ElectromagneticRelay; Motor CB except range GV2ME; Accessories | 2394700 | 2.986%
LC1D32F7 | CONT 32A 1NC+1NO 110V 50/60 hz | 1356300 | PTCTR: Contactor D>18A, LC2D***, Contactor F, K, TESYS U; Capacitor Contactor ; EOCR; Overload relays, Control Relays, ElectromagneticRelay; Motor CB except range GV2ME; Accessories | 1316700 | 3.008%
LC1D32FD | CONT 32A 1NC+1NO 110V dc coil | 2303400 | PTCTR: Contactor D>18A, LC2D***, Contactor F, K, TESYS U; Capacitor Contactor ; EOCR; Overload relays, Control Relays, ElectromagneticRelay; Motor CB except range GV2ME; Accessories | 2236300 | 3%
LC1D32FE7 | CONTACTOR | 1356300 | PTCTR: Contactor D>18A, LC2D***, Contactor F, K, TESYS U; Capacitor Contactor ; EOCR; Overload relays, Control Relays, ElectromagneticRelay; Motor CB except range GV2ME; Accessories | 1316700 | 3.008%
LC1D32FL | CONTACTOR | 2466200 | PTCTR: Contactor D>18A, LC2D***, Contactor F, K, TESYS U; Capacitor Contactor ; EOCR; Overload relays, Control Relays, ElectromagneticRelay; Motor CB except range GV2ME; Accessories | 2394700 | 2.986%
LC1D32GD | CONT32A 1NC+1NO 125V CC LPL | 2303400 | PTCTR: Contactor D>18A, LC2D***, Contactor F, K, TESYS U; Capacitor Contactor ; EOCR; Overload relays, Control Relays, ElectromagneticRelay; Motor CB except range GV2ME; Accessories | 2236300 | 3%
LC1D32JD | CONTACTOR | 2303400 | PTCTR: Contactor D>18A, LC2D***, Contactor F, K, TESYS U; Capacitor Contactor ; EOCR; Overload relays, Control Relays, ElectromagneticRelay; Motor CB except range GV2ME; Accessories | 2236300 | 3%
LC1D32JL | CONTACTOR | 2466200 | PTCTR: Contactor D>18A, LC2D***, Contactor F, K, TESYS U; Capacitor Contactor ; EOCR; Overload relays, Control Relays, ElectromagneticRelay; Motor CB except range GV2ME; Accessories | 2394700 | 2.986%
LC1D32M7 | 3P CONT 32A AC3 15KW 1NO 1NC 220VAC COIL | 1356300 | PTCTR: Contactor D>18A, LC2D***, Contactor F, K, TESYS U; Capacitor Contactor ; EOCR; Overload relays, Control Relays, ElectromagneticRelay; Motor CB except range GV2ME; Accessories | 1316700 | 3.008%
LC1D32MD | CONT 32A 1NC+1NO 220V dc coil | 2303400 | PTCTR: Contactor D>18A, LC2D***, Contactor F, K, TESYS U; Capacitor Contactor ; EOCR; Overload relays, Control Relays, ElectromagneticRelay; Motor CB except range GV2ME; Accessories | 2236300 | 3%
LC1D32ML | CONT 32A 1NC+1NO 220V BCLPL | 2466200 | PTCTR: Contactor D>18A, LC2D***, Contactor F, K, TESYS U; Capacitor Contactor ; EOCR; Overload relays, Control Relays, ElectromagneticRelay; Motor CB except range GV2ME; Accessories | 2394700 | 2.986%
LC1D32N7 | CONT 32A 1NC+1NO 415V 50/60 hz | 1356300 | PTCTR: Contactor D>18A, LC2D***, Contactor F, K, TESYS U; Capacitor Contactor ; EOCR; Overload relays, Control Relays, ElectromagneticRelay; Motor CB except range GV2ME; Accessories | 1316700 | 3.008%
LC1D32ND | CONT 32A 1NC+1NO 60V CC LPL | 2303400 | PTCTR: Contactor D>18A, LC2D***, Contactor F, K, TESYS U; Capacitor Contactor ; EOCR; Overload relays, Control Relays, ElectromagneticRelay; Motor CB except range GV2ME; Accessories | 2236300 | 3%
LC1D32P7 | CONT 32A 1NC+1NO 230V 50/60 hz | 1356300 | PTCTR: Contactor D>18A, LC2D***, Contactor F, K, TESYS U; Capacitor Contactor ; EOCR; Overload relays, Control Relays, ElectromagneticRelay; Motor CB except range GV2ME; Accessories | 1316700 | 3.008%
LC1D32Q7 | CONT 32A 1NC+1NO 380V 50/60 | 1356300 | PTCTR: Contactor D>18A, LC2D***, Contactor F, K, TESYS U; Capacitor Contactor ; EOCR; Overload relays, Control Relays, ElectromagneticRelay; Motor CB except range GV2ME; Accessories | 1316700 | 3.008%
LC1D32R7 | CONT 32A 1NC+1NO 440V 50 60 | 1356300 | PTCTR: Contactor D>18A, LC2D***, Contactor F, K, TESYS U; Capacitor Contactor ; EOCR; Overload relays, Control Relays, ElectromagneticRelay; Motor CB except range GV2ME; Accessories | 1316700 | 3.008%
LC1D32RD | CONTACTOR | 2303400 | PTCTR: Contactor D>18A, LC2D***, Contactor F, K, TESYS U; Capacitor Contactor ; EOCR; Overload relays, Control Relays, ElectromagneticRelay; Motor CB except range GV2ME; Accessories | 2236300 | 3%
LC1D32U7 | CONT 32A 1NC+1NO 240V 50/60 | 1356300 | PTCTR: Contactor D>18A, LC2D***, Contactor F, K, TESYS U; Capacitor Contactor ; EOCR; Overload relays, Control Relays, ElectromagneticRelay; Motor CB except range GV2ME; Accessories | 1316700 | 3.008%
LC1D38B7 | CONT 38A 1NC+1NO 24V 50/60 | 1595000 | PTCTR: Contactor D>18A, LC2D***, Contactor F, K, TESYS U; Capacitor Contactor ; EOCR; Overload relays, Control Relays, ElectromagneticRelay; Motor CB except range GV2ME; Accessories | 1548800 | 2.983%
LC1D38BD | CONT 38A 1NC+1NO 24V dc coil | 2713700 | PTCTR: Contactor D>18A, LC2D***, Contactor F, K, TESYS U; Capacitor Contactor ; EOCR; Overload relays, Control Relays, ElectromagneticRelay; Motor CB except range GV2ME; Accessories | 2634500 | 3.006%
LC1D38BL | CONT 38A 1NC+1NO 24V BC LPL | 2904000 | PTCTR: Contactor D>18A, LC2D***, Contactor F, K, TESYS U; Capacitor Contactor ; EOCR; Overload relays, Control Relays, ElectromagneticRelay; Motor CB except range GV2ME; Accessories | 2819300 | 3.004%
LC1D38D7 | CONT 38A 1NC+1NO 42V 50 60 | 1595000 | PTCTR: Contactor D>18A, LC2D***, Contactor F, K, TESYS U; Capacitor Contactor ; EOCR; Overload relays, Control Relays, ElectromagneticRelay; Motor CB except range GV2ME; Accessories | 1548800 | 2.983%
LC1D38E7 | CONT 38A 1NC+1NO 48V 50/60 hz | 1595000 | PTCTR: Contactor D>18A, LC2D***, Contactor F, K, TESYS U; Capacitor Contactor ; EOCR; Overload relays, Control Relays, ElectromagneticRelay; Motor CB except range GV2ME; Accessories | 1548800 | 2.983%
LC1D38ED | CONTACTOR | 2713700 | PTCTR: Contactor D>18A, LC2D***, Contactor F, K, TESYS U; Capacitor Contactor ; EOCR; Overload relays, Control Relays, ElectromagneticRelay; Motor CB except range GV2ME; Accessories | 2634500 | 3.006%
LC1D38EL | CONTACTOR | 2904000 | PTCTR: Contactor D>18A, LC2D***, Contactor F, K, TESYS U; Capacitor Contactor ; EOCR; Overload relays, Control Relays, ElectromagneticRelay; Motor CB except range GV2ME; Accessories | 2819300 | 3.004%
LC1D38F7 | CONT 38A 1NC+1NO 110V 50/60 hz | 1595000 | PTCTR: Contactor D>18A, LC2D***, Contactor F, K, TESYS U; Capacitor Contactor ; EOCR; Overload relays, Control Relays, ElectromagneticRelay; Motor CB except range GV2ME; Accessories | 1548800 | 2.983%
LC1D38FD | CONTACTOR | 2713700 | PTCTR: Contactor D>18A, LC2D***, Contactor F, K, TESYS U; Capacitor Contactor ; EOCR; Overload relays, Control Relays, ElectromagneticRelay; Motor CB except range GV2ME; Accessories | 2634500 | 3.006%
LC1D38FL | CONT DC 38A 110V LC | 2904000 | PTCTR: Contactor D>18A, LC2D***, Contactor F, K, TESYS U; Capacitor Contactor ; EOCR; Overload relays, Control Relays, ElectromagneticRelay; Motor CB except range GV2ME; Accessories | 2819300 | 3.004%
LC1D38GD | CONT38A 1NC+1NO 125V CC LPL | 2713700 | PTCTR: Contactor D>18A, LC2D***, Contactor F, K, TESYS U; Capacitor Contactor ; EOCR; Overload relays, Control Relays, ElectromagneticRelay; Motor CB except range GV2ME; Accessories | 2634500 | 3.006%
LC1D38JD | CONTACTOR | 2713700 | PTCTR: Contactor D>18A, LC2D***, Contactor F, K, TESYS U; Capacitor Contactor ; EOCR; Overload relays, Control Relays, ElectromagneticRelay; Motor CB except range GV2ME; Accessories | 2634500 | 3.006%
LC1D38JL | CONTACTOR | 2904000 | PTCTR: Contactor D>18A, LC2D***, Contactor F, K, TESYS U; Capacitor Contactor ; EOCR; Overload relays, Control Relays, ElectromagneticRelay; Motor CB except range GV2ME; Accessories | 2819300 | 3.004%
LC1D38M7 | CONT 38A 1NC+1NO 220V 50/60 hz | 1595000 | PTCTR: Contactor D>18A, LC2D***, Contactor F, K, TESYS U; Capacitor Contactor ; EOCR; Overload relays, Control Relays, ElectromagneticRelay; Motor CB except range GV2ME; Accessories | 1548800 | 2.983%
LC1D38MD | CONTACTOR | 2713700 | PTCTR: Contactor D>18A, LC2D***, Contactor F, K, TESYS U; Capacitor Contactor ; EOCR; Overload relays, Control Relays, ElectromagneticRelay; Motor CB except range GV2ME; Accessories | 2634500 | 3.006%
LC1D38ML | CONT 38A 1NC+1NO 220V BCLPL | 2904000 | PTCTR: Contactor D>18A, LC2D***, Contactor F, K, TESYS U; Capacitor Contactor ; EOCR; Overload relays, Control Relays, ElectromagneticRelay; Motor CB except range GV2ME; Accessories | 2819300 | 3.004%
LC1D38N7 | CONT 38A 1NC+1NO 415V 50/60 hz | 1595000 | PTCTR: Contactor D>18A, LC2D***, Contactor F, K, TESYS U; Capacitor Contactor ; EOCR; Overload relays, Control Relays, ElectromagneticRelay; Motor CB except range GV2ME; Accessories | 1548800 | 2.983%
LC1D38ND | CONT 38A 1NC+1NO 60V CC LPL | 2713700 | PTCTR: Contactor D>18A, LC2D***, Contactor F, K, TESYS U; Capacitor Contactor ; EOCR; Overload relays, Control Relays, ElectromagneticRelay; Motor CB except range GV2ME; Accessories | 2634500 | 3.006%
LC1D38P7 | CONT 38A 1NC+1NO 230V 50/60 hz | 1595000 | PTCTR: Contactor D>18A, LC2D***, Contactor F, K, TESYS U; Capacitor Contactor ; EOCR; Overload relays, Control Relays, ElectromagneticRelay; Motor CB except range GV2ME; Accessories | 1548800 | 2.983%
LC1D38Q7 | CONTACTOR | 1595000 | PTCTR: Contactor D>18A, LC2D***, Contactor F, K, TESYS U; Capacitor Contactor ; EOCR; Overload relays, Control Relays, ElectromagneticRelay; Motor CB except range GV2ME; Accessories | 1548800 | 2.983%
LC1D38R7 | CONT 38A 1NC+1NO 440V 50/60 hz | 1595000 | PTCTR: Contactor D>18A, LC2D***, Contactor F, K, TESYS U; Capacitor Contactor ; EOCR; Overload relays, Control Relays, ElectromagneticRelay; Motor CB except range GV2ME; Accessories | 1548800 | 2.983%
LC1D38U7 | CONT 38A 1NC+1NO 240V 50/60 hz | 1595000 | PTCTR: Contactor D>18A, LC2D***, Contactor F, K, TESYS U; Capacitor Contactor ; EOCR; Overload relays, Control Relays, ElectromagneticRelay; Motor CB except range GV2ME; Accessories | 1548800 | 2.983%
LC1D38V7 | CONTACTOR | 1595000 | PTCTR: Contactor D>18A, LC2D***, Contactor F, K, TESYS U; Capacitor Contactor ; EOCR; Overload relays, Control Relays, ElectromagneticRelay; Motor CB except range GV2ME; Accessories | 1548800 | 2.983%
LC1D40AB7 | CONT EVERLINK 3P AC3 440V 40A BOB 24VCA | 2475000 | PTCTR: Contactor D>18A, LC2D***, Contactor F, K, TESYS U; Capacitor Contactor ; EOCR; Overload relays, Control Relays, ElectromagneticRelay; Motor CB except range GV2ME; Accessories | 2402400 | 3.022%
LC1D40ABD | CONT EVERLINK 3P AC3 440V 40A BOB 24V CC | 4205300 | PTCTR: Contactor D>18A, LC2D***, Contactor F, K, TESYS U; Capacitor Contactor ; EOCR; Overload relays, Control Relays, ElectromagneticRelay; Motor CB except range GV2ME; Accessories | 4083200 | 2.99%
LC1D40ACD | CONT EVERLINK 3P AC3 440V 40A BOB 36V CC | 4205300 | PTCTR: Contactor D>18A, LC2D***, Contactor F, K, TESYS U; Capacitor Contactor ; EOCR; Overload relays, Control Relays, ElectromagneticRelay; Motor CB except range GV2ME; Accessories | 4083200 | 2.99%
LC1D40AD7 | 3P EVLK CONTACTOR 40A 18,5KW AC3 42VAC | 2475000 | PTCTR: Contactor D>18A, LC2D***, Contactor F, K, TESYS U; Capacitor Contactor ; EOCR; Overload relays, Control Relays, ElectromagneticRelay; Motor CB except range GV2ME; Accessories | 2402400 | 3.022%
LC1D40AE7 | 3P EVLK CONTACTOR 40A 18,5KW AC3 48VAC | 2475000 | PTCTR: Contactor D>18A, LC2D***, Contactor F, K, TESYS U; Capacitor Contactor ; EOCR; Overload relays, Control Relays, ElectromagneticRelay; Motor CB except range GV2ME; Accessories | 2402400 | 3.022%
LC1D40AED | CONT EVERLINK 3P AC3 440V 40A BOB 48V CC | 4205300 | PTCTR: Contactor D>18A, LC2D***, Contactor F, K, TESYS U; Capacitor Contactor ; EOCR; Overload relays, Control Relays, ElectromagneticRelay; Motor CB except range GV2ME; Accessories | 4083200 | 2.99%
LC1D40AF7 | 3P EVLK CONTACTOR 40A 18,5KW AC3 110VAC | 2475000 | PTCTR: Contactor D>18A, LC2D***, Contactor F, K, TESYS U; Capacitor Contactor ; EOCR; Overload relays, Control Relays, ElectromagneticRelay; Motor CB except range GV2ME; Accessories | 2402400 | 3.022%
LC1D40AFD | CONT EVERLINK 3P AC3 440V 40A BOB 110V C | 4205300 | PTCTR: Contactor D>18A, LC2D***, Contactor F, K, TESYS U; Capacitor Contactor ; EOCR; Overload relays, Control Relays, ElectromagneticRelay; Motor CB except range GV2ME; Accessories | 4083200 | 2.99%
LC1D40AFE7 | 3P EVLK CONTACTOR 40A 18,5KW AC3 115VAC | 2475000 | PTCTR: Contactor D>18A, LC2D***, Contactor F, K, TESYS U; Capacitor Contactor ; EOCR; Overload relays, Control Relays, ElectromagneticRelay; Motor CB except range GV2ME; Accessories | 2402400 | 3.022%
LC1D40AGD | CONT EVERLINK 3P AC3 440V 40A BOB 125V C | 4205300 | PTCTR: Contactor D>18A, LC2D***, Contactor F, K, TESYS U; Capacitor Contactor ; EOCR; Overload relays, Control Relays, ElectromagneticRelay; Motor CB except range GV2ME; Accessories | 4083200 | 2.99%
LC1D40AJD | CONT EVERLINK 3P AC3 440V 40A BOB 12V CC | 4205300 | PTCTR: Contactor D>18A, LC2D***, Contactor F, K, TESYS U; Capacitor Contactor ; EOCR; Overload relays, Control Relays, ElectromagneticRelay; Motor CB except range GV2ME; Accessories | 4083200 | 2.99%
LC1D40AM7 | 3P EVLK CONTACTOR 40A 18,5KW AC3 220VAC | 2475000 | PTCTR: Contactor D>18A, LC2D***, Contactor F, K, TESYS U; Capacitor Contactor ; EOCR; Overload relays, Control Relays, ElectromagneticRelay; Motor CB except range GV2ME; Accessories | 2402400 | 3.022%
LC1D40AMD | CONT EVERLINK 3P AC3 440V 40A BOB 220V C | 4205300 | PTCTR: Contactor D>18A, LC2D***, Contactor F, K, TESYS U; Capacitor Contactor ; EOCR; Overload relays, Control Relays, ElectromagneticRelay; Motor CB except range GV2ME; Accessories | 4083200 | 2.99%
LC1D40AN7 | 3P EVLK CONTACTOR 40A 18,5KW AC3 415VAC | 2475000 | PTCTR: Contactor D>18A, LC2D***, Contactor F, K, TESYS U; Capacitor Contactor ; EOCR; Overload relays, Control Relays, ElectromagneticRelay; Motor CB except range GV2ME; Accessories | 2402400 | 3.022%
LC1D40AND | CONT EVERLINK 3P AC3 440V 40A BOB 60V CC | 4205300 | PTCTR: Contactor D>18A, LC2D***, Contactor F, K, TESYS U; Capacitor Contactor ; EOCR; Overload relays, Control Relays, ElectromagneticRelay; Motor CB except range GV2ME; Accessories | 4083200 | 2.99%
LC1D40AP7 | 3P EVLK CONTACTOR 40A 18,5KW AC3 230VAC | 2475000 | PTCTR: Contactor D>18A, LC2D***, Contactor F, K, TESYS U; Capacitor Contactor ; EOCR; Overload relays, Control Relays, ElectromagneticRelay; Motor CB except range GV2ME; Accessories | 2402400 | 3.022%
LC1D40AQ7 | 3P EVLK CONTACTOR 40A 18,5KW AC3 380VAC | 2475000 | PTCTR: Contactor D>18A, LC2D***, Contactor F, K, TESYS U; Capacitor Contactor ; EOCR; Overload relays, Control Relays, ElectromagneticRelay; Motor CB except range GV2ME; Accessories | 2402400 | 3.022%
LC1D40AR7 | 3P EVLK CONTACTOR 40A 18,5KW AC3 440VAC | 2475000 | PTCTR: Contactor D>18A, LC2D***, Contactor F, K, TESYS U; Capacitor Contactor ; EOCR; Overload relays, Control Relays, ElectromagneticRelay; Motor CB except range GV2ME; Accessories | 2402400 | 3.022%
LC1D40ARD | CONT EVERLINK 3P AC3 440V 40A BOB 440V C | 4205300 | PTCTR: Contactor D>18A, LC2D***, Contactor F, K, TESYS U; Capacitor Contactor ; EOCR; Overload relays, Control Relays, ElectromagneticRelay; Motor CB except range GV2ME; Accessories | 4083200 | 2.99%
LC1D40AS7 | 3P EVERLINK CONTACTOR AC3 440V 40A COIL | 2475000 | PTCTR: Contactor D>18A, LC2D***, Contactor F, K, TESYS U; Capacitor Contactor ; EOCR; Overload relays, Control Relays, ElectromagneticRelay; Motor CB except range GV2ME; Accessories | 2402400 | 3.022%
LC1D40ASD | CONT EVERLINK 3P AC3 440V 40A BOB 72V CC | 4205300 | PTCTR: Contactor D>18A, LC2D***, Contactor F, K, TESYS U; Capacitor Contactor ; EOCR; Overload relays, Control Relays, ElectromagneticRelay; Motor CB except range GV2ME; Accessories | 4083200 | 2.99%
LC1D40AU7 | 3P EVLK CONTACTOR 40A 18,5KW AC3 240VAC | 2475000 | PTCTR: Contactor D>18A, LC2D***, Contactor F, K, TESYS U; Capacitor Contactor ; EOCR; Overload relays, Control Relays, ElectromagneticRelay; Motor CB except range GV2ME; Accessories | 2402400 | 3.022%
LC1D40AUD | CONT EVERLINK 3P AC3 440V 40A BOB 250V C | 4205300 | PTCTR: Contactor D>18A, LC2D***, Contactor F, K, TESYS U; Capacitor Contactor ; EOCR; Overload relays, Control Relays, ElectromagneticRelay; Motor CB except range GV2ME; Accessories | 4083200 | 2.99%
LC1D40AV7 | 3P EVERLINK CONTACTOR AC3 440V 40A COIL | 2475000 | PTCTR: Contactor D>18A, LC2D***, Contactor F, K, TESYS U; Capacitor Contactor ; EOCR; Overload relays, Control Relays, ElectromagneticRelay; Motor CB except range GV2ME; Accessories | 2402400 | 3.022%
LC1D50AB7 | 3P EVLK CONTACTOR 50A 22KW AC3 24VAC | 2904000 | PTCTR: Contactor D>18A, LC2D***, Contactor F, K, TESYS U; Capacitor Contactor ; EOCR; Overload relays, Control Relays, ElectromagneticRelay; Motor CB except range GV2ME; Accessories | 2819300 | 3.004%
LC1D50ABD | CONT EVERLINK 3P AC3 440V 50A BOB 24V CC | 4935700 | PTCTR: Contactor D>18A, LC2D***, Contactor F, K, TESYS U; Capacitor Contactor ; EOCR; Overload relays, Control Relays, ElectromagneticRelay; Motor CB except range GV2ME; Accessories | 4791600 | 3.007%
LC1D50ACD | CONT EVERLINK 3P AC3 440V 50A BOB 36V CC | 4935700 | PTCTR: Contactor D>18A, LC2D***, Contactor F, K, TESYS U; Capacitor Contactor ; EOCR; Overload relays, Control Relays, ElectromagneticRelay; Motor CB except range GV2ME; Accessories | 4791600 | 3.007%
LC1D50AD7 | 3P EVLK CONTACTOR 50A 22KW AC3 42VAC | 2904000 | PTCTR: Contactor D>18A, LC2D***, Contactor F, K, TESYS U; Capacitor Contactor ; EOCR; Overload relays, Control Relays, ElectromagneticRelay; Motor CB except range GV2ME; Accessories | 2819300 | 3.004%
LC1D50AE7 | 3P EVLK CONTACTOR 50A 22KW AC3 48VAC | 2904000 | PTCTR: Contactor D>18A, LC2D***, Contactor F, K, TESYS U; Capacitor Contactor ; EOCR; Overload relays, Control Relays, ElectromagneticRelay; Motor CB except range GV2ME; Accessories | 2819300 | 3.004%
LC1D50AED | CONT EVERLINK 3P AC3 440V 50A BOB 48V CC | 4935700 | PTCTR: Contactor D>18A, LC2D***, Contactor F, K, TESYS U; Capacitor Contactor ; EOCR; Overload relays, Control Relays, ElectromagneticRelay; Motor CB except range GV2ME; Accessories | 4791600 | 3.007%
LC1D50AF7 | 3P EVLK CONTACTOR 50A 22KW AC3 110VAC | 2904000 | PTCTR: Contactor D>18A, LC2D***, Contactor F, K, TESYS U; Capacitor Contactor ; EOCR; Overload relays, Control Relays, ElectromagneticRelay; Motor CB except range GV2ME; Accessories | 2819300 | 3.004%
LC1D50AFD | CONT EVERLINK 3P AC3 440V 50A BOB 110V C | 4935700 | PTCTR: Contactor D>18A, LC2D***, Contactor F, K, TESYS U; Capacitor Contactor ; EOCR; Overload relays, Control Relays, ElectromagneticRelay; Motor CB except range GV2ME; Accessories | 4791600 | 3.007%
LC1D50AFE7 | 3P EVLK CONTACTOR 50A 22KW AC3 115VAC | 2904000 | PTCTR: Contactor D>18A, LC2D***, Contactor F, K, TESYS U; Capacitor Contactor ; EOCR; Overload relays, Control Relays, ElectromagneticRelay; Motor CB except range GV2ME; Accessories | 2819300 | 3.004%
LC1D50AGD | CONT EVERLINK 3P AC3 440V 50A BOB 125V C | 4935700 | PTCTR: Contactor D>18A, LC2D***, Contactor F, K, TESYS U; Capacitor Contactor ; EOCR; Overload relays, Control Relays, ElectromagneticRelay; Motor CB except range GV2ME; Accessories | 4791600 | 3.007%
LC1D50AJD | CONT EVERLINK 3P AC3 440V 50A BOB 12V CC | 4935700 | PTCTR: Contactor D>18A, LC2D***, Contactor F, K, TESYS U; Capacitor Contactor ; EOCR; Overload relays, Control Relays, ElectromagneticRelay; Motor CB except range GV2ME; Accessories | 4791600 | 3.007%
LC1D50AM7 | 3P EVLK CONTACTOR 50A 22KW AC3 220VAC | 2904000 | PTCTR: Contactor D>18A, LC2D***, Contactor F, K, TESYS U; Capacitor Contactor ; EOCR; Overload relays, Control Relays, ElectromagneticRelay; Motor CB except range GV2ME; Accessories | 2819300 | 3.004%
LC1D50AMD | CONT EVERLINK 3P AC3 440V 50A BOB 220V C | 4935700 | PTCTR: Contactor D>18A, LC2D***, Contactor F, K, TESYS U; Capacitor Contactor ; EOCR; Overload relays, Control Relays, ElectromagneticRelay; Motor CB except range GV2ME; Accessories | 4791600 | 3.007%
LC1D50AN7 | 3P EVLK CONTACTOR 50A 22KW AC3 415VAC | 2904000 | PTCTR: Contactor D>18A, LC2D***, Contactor F, K, TESYS U; Capacitor Contactor ; EOCR; Overload relays, Control Relays, ElectromagneticRelay; Motor CB except range GV2ME; Accessories | 2819300 | 3.004%
LC1D50AND | CONT EVERLINK 3P AC3 440V 50A BOB 60V CC | 4935700 | PTCTR: Contactor D>18A, LC2D***, Contactor F, K, TESYS U; Capacitor Contactor ; EOCR; Overload relays, Control Relays, ElectromagneticRelay; Motor CB except range GV2ME; Accessories | 4791600 | 3.007%
LC1D50AP7 | CONT EVERLINK 3P AC3 440V 50A BOB 230VCA | 2904000 | PTCTR: Contactor D>18A, LC2D***, Contactor F, K, TESYS U; Capacitor Contactor ; EOCR; Overload relays, Control Relays, ElectromagneticRelay; Motor CB except range GV2ME; Accessories | 2819300 | 3.004%
LC1D50AQ7 | CONT EVERLINK 3P AC3 440V 50A BOB 380VCA | 2904000 | PTCTR: Contactor D>18A, LC2D***, Contactor F, K, TESYS U; Capacitor Contactor ; EOCR; Overload relays, Control Relays, ElectromagneticRelay; Motor CB except range GV2ME; Accessories | 2819300 | 3.004%
LC1D50AR7 | CONT EVERLINK 3P AC3 440V 50A BOB 440VCA | 2904000 | PTCTR: Contactor D>18A, LC2D***, Contactor F, K, TESYS U; Capacitor Contactor ; EOCR; Overload relays, Control Relays, ElectromagneticRelay; Motor CB except range GV2ME; Accessories | 2819300 | 3.004%
LC1D50ARD | CONT EVERLINK 3P AC3 440V 50A BOB 440V C | 4935700 | PTCTR: Contactor D>18A, LC2D***, Contactor F, K, TESYS U; Capacitor Contactor ; EOCR; Overload relays, Control Relays, ElectromagneticRelay; Motor CB except range GV2ME; Accessories | 4791600 | 3.007%
LC1D50AS7 | CONT EVERLINK 3P AC3 440V 50A BOB 500VCA | 2904000 | PTCTR: Contactor D>18A, LC2D***, Contactor F, K, TESYS U; Capacitor Contactor ; EOCR; Overload relays, Control Relays, ElectromagneticRelay; Motor CB except range GV2ME; Accessories | 2819300 | 3.004%
LC1D50ASD | CONT EVERLINK 3P AC3 440V 50A BOB 72V CC | 4935700 | PTCTR: Contactor D>18A, LC2D***, Contactor F, K, TESYS U; Capacitor Contactor ; EOCR; Overload relays, Control Relays, ElectromagneticRelay; Motor CB except range GV2ME; Accessories | 4791600 | 3.007%
LC1D50AU7 | CONT EVERLINK 3P AC3 440V 50A BOB 240VCA | 2904000 | PTCTR: Contactor D>18A, LC2D***, Contactor F, K, TESYS U; Capacitor Contactor ; EOCR; Overload relays, Control Relays, ElectromagneticRelay; Motor CB except range GV2ME; Accessories | 2819300 | 3.004%
LC1D50AUD | CONT EVERLINK 3P AC3 440V 50A BOB 250V C | 4935700 | PTCTR: Contactor D>18A, LC2D***, Contactor F, K, TESYS U; Capacitor Contactor ; EOCR; Overload relays, Control Relays, ElectromagneticRelay; Motor CB except range GV2ME; Accessories | 4791600 | 3.007%
LC1D50AV7 | CONT EVERLINK 3P AC3 440V 50A BOB 400VCA | 2904000 | PTCTR: Contactor D>18A, LC2D***, Contactor F, K, TESYS U; Capacitor Contactor ; EOCR; Overload relays, Control Relays, ElectromagneticRelay; Motor CB except range GV2ME; Accessories | 2819300 | 3.004%
LC1D65AB7 | 3P EVLK CONTACTOR 65A 30KW AC3 24VAC | 3586000 | PTCTR: Contactor D>18A, LC2D***, Contactor F, K, TESYS U; Capacitor Contactor ; EOCR; Overload relays, Control Relays, ElectromagneticRelay; Motor CB except range GV2ME; Accessories | 3481500 | 3.002%
LC1D65ABD | CONT EVERLINK 3P AC3 440V 65A BOB 24V CC | 6097300 | PTCTR: Contactor D>18A, LC2D***, Contactor F, K, TESYS U; Capacitor Contactor ; EOCR; Overload relays, Control Relays, ElectromagneticRelay; Motor CB except range GV2ME; Accessories | 5920200 | 2.991%
LC1D65ACD | CONT EVERLINK 3P AC3 440V 65A BOB 36V CC | 6097300 | PTCTR: Contactor D>18A, LC2D***, Contactor F, K, TESYS U; Capacitor Contactor ; EOCR; Overload relays, Control Relays, ElectromagneticRelay; Motor CB except range GV2ME; Accessories | 5920200 | 2.991%
LC1D65AD7 | 3P EVLK CONTACTOR 65A 30KW AC3 42VAC | 3586000 | PTCTR: Contactor D>18A, LC2D***, Contactor F, K, TESYS U; Capacitor Contactor ; EOCR; Overload relays, Control Relays, ElectromagneticRelay; Motor CB except range GV2ME; Accessories | 3481500 | 3.002%
LC1D65AE7 | 3P EVLK CONTACTOR 65A 30KW AC3 48VAC | 3586000 | PTCTR: Contactor D>18A, LC2D***, Contactor F, K, TESYS U; Capacitor Contactor ; EOCR; Overload relays, Control Relays, ElectromagneticRelay; Motor CB except range GV2ME; Accessories | 3481500 | 3.002%
LC1D65AED | CONT EVERLINK 3P AC3 440V 65A BOB 48V CC | 6097300 | PTCTR: Contactor D>18A, LC2D***, Contactor F, K, TESYS U; Capacitor Contactor ; EOCR; Overload relays, Control Relays, ElectromagneticRelay; Motor CB except range GV2ME; Accessories | 5920200 | 2.991%
LC1D65AF7 | 3P EVLK CONTACTOR 65A 30KW AC3 110VAC | 3586000 | PTCTR: Contactor D>18A, LC2D***, Contactor F, K, TESYS U; Capacitor Contactor ; EOCR; Overload relays, Control Relays, ElectromagneticRelay; Motor CB except range GV2ME; Accessories | 3481500 | 3.002%
LC1D65AFD | CONT EVERLINK 3P AC3 440V 65A BOB 110V C | 6097300 | PTCTR: Contactor D>18A, LC2D***, Contactor F, K, TESYS U; Capacitor Contactor ; EOCR; Overload relays, Control Relays, ElectromagneticRelay; Motor CB except range GV2ME; Accessories | 5920200 | 2.991%
LC1D65AFE7 | CONT EVERLINK 3P AC3 440V 65A BOB 115VCA | 3586000 | PTCTR: Contactor D>18A, LC2D***, Contactor F, K, TESYS U; Capacitor Contactor ; EOCR; Overload relays, Control Relays, ElectromagneticRelay; Motor CB except range GV2ME; Accessories | 3481500 | 3.002%
LC1D65AGD | CONT EVERLINK 3P AC3 440V 65A BOB 125V C | 6097300 | PTCTR: Contactor D>18A, LC2D***, Contactor F, K, TESYS U; Capacitor Contactor ; EOCR; Overload relays, Control Relays, ElectromagneticRelay; Motor CB except range GV2ME; Accessories | 5920200 | 2.991%
LC1D65AJD | CONT EVERLINK 3P AC3 440V 65A BOB 12V CC | 6097300 | PTCTR: Contactor D>18A, LC2D***, Contactor F, K, TESYS U; Capacitor Contactor ; EOCR; Overload relays, Control Relays, ElectromagneticRelay; Motor CB except range GV2ME; Accessories | 5920200 | 2.991%
LC1D65AM7 | CONT EVERLINK 3P AC3 440V 65A BOB 220VCA | 3586000 | PTCTR: Contactor D>18A, LC2D***, Contactor F, K, TESYS U; Capacitor Contactor ; EOCR; Overload relays, Control Relays, ElectromagneticRelay; Motor CB except range GV2ME; Accessories | 3481500 | 3.002%
LC1D65AMD | CONT EVERLINK 3P AC3 440V 65A BOB 220V C | 6097300 | PTCTR: Contactor D>18A, LC2D***, Contactor F, K, TESYS U; Capacitor Contactor ; EOCR; Overload relays, Control Relays, ElectromagneticRelay; Motor CB except range GV2ME; Accessories | 5920200 | 2.991%
LC1D65AN7 | CONT EVERLINK 3P AC3 440V 65A BOB 415VCA | 3586000 | PTCTR: Contactor D>18A, LC2D***, Contactor F, K, TESYS U; Capacitor Contactor ; EOCR; Overload relays, Control Relays, ElectromagneticRelay; Motor CB except range GV2ME; Accessories | 3481500 | 3.002%
LC1D65AND | CONT EVERLINK 3P AC3 440V 65A BOB 60V CC | 6097300 | PTCTR: Contactor D>18A, LC2D***, Contactor F, K, TESYS U; Capacitor Contactor ; EOCR; Overload relays, Control Relays, ElectromagneticRelay; Motor CB except range GV2ME; Accessories | 5920200 | 2.991%
LC1D65AP7 | CONT EVERLINK 3P AC3 440V 65A BOB 230VCA | 3586000 | PTCTR: Contactor D>18A, LC2D***, Contactor F, K, TESYS U; Capacitor Contactor ; EOCR; Overload relays, Control Relays, ElectromagneticRelay; Motor CB except range GV2ME; Accessories | 3481500 | 3.002%
LC1D65AQ7 | CONT EVERLINK 3P AC3 440V 65A BOB 380VCA | 3586000 | PTCTR: Contactor D>18A, LC2D***, Contactor F, K, TESYS U; Capacitor Contactor ; EOCR; Overload relays, Control Relays, ElectromagneticRelay; Motor CB except range GV2ME; Accessories | 3481500 | 3.002%
LC1D65AR7 | CONT EVERLINK 3P AC3 440V 65A BOB 440VCA | 3586000 | PTCTR: Contactor D>18A, LC2D***, Contactor F, K, TESYS U; Capacitor Contactor ; EOCR; Overload relays, Control Relays, ElectromagneticRelay; Motor CB except range GV2ME; Accessories | 3481500 | 3.002%
LC1D65ARD | CONT EVERLINK 3P AC3 440V 65A BOB 440V C | 6097300 | PTCTR: Contactor D>18A, LC2D***, Contactor F, K, TESYS U; Capacitor Contactor ; EOCR; Overload relays, Control Relays, ElectromagneticRelay; Motor CB except range GV2ME; Accessories | 5920200 | 2.991%
LC1D65AS7 | CONT EVERLINK 3P AC3 440V 65A BOB 500VCA | 3586000 | PTCTR: Contactor D>18A, LC2D***, Contactor F, K, TESYS U; Capacitor Contactor ; EOCR; Overload relays, Control Relays, ElectromagneticRelay; Motor CB except range GV2ME; Accessories | 3481500 | 3.002%
LC1D65ASD | CONT EVERLINK 3P AC3 440V 65A BOB 72V CC | 6097300 | PTCTR: Contactor D>18A, LC2D***, Contactor F, K, TESYS U; Capacitor Contactor ; EOCR; Overload relays, Control Relays, ElectromagneticRelay; Motor CB except range GV2ME; Accessories | 5920200 | 2.991%
LC1D65AU7 | CONT EVERLINK 3P AC3 440V 65A BOB 240VCA | 3586000 | PTCTR: Contactor D>18A, LC2D***, Contactor F, K, TESYS U; Capacitor Contactor ; EOCR; Overload relays, Control Relays, ElectromagneticRelay; Motor CB except range GV2ME; Accessories | 3481500 | 3.002%
LC1D65AUD | CONT EVERLINK 3P AC3 440V 65A BOB 250V C | 6097300 | PTCTR: Contactor D>18A, LC2D***, Contactor F, K, TESYS U; Capacitor Contactor ; EOCR; Overload relays, Control Relays, ElectromagneticRelay; Motor CB except range GV2ME; Accessories | 5920200 | 2.991%
LC1D65AV7 | 3P EVERLINK CONTACTOR AC3 440V 65A COIL | 3586000 | PTCTR: Contactor D>18A, LC2D***, Contactor F, K, TESYS U; Capacitor Contactor ; EOCR; Overload relays, Control Relays, ElectromagneticRelay; Motor CB except range GV2ME; Accessories | 3481500 | 3.002%
LC1D80004B7 | CONTACTOR | 11790900 | PTCTR: Contactor D>18A, LC2D***, Contactor F, K, TESYS U; Capacitor Contactor ; EOCR; Overload relays, Control Relays, ElectromagneticRelay; Motor CB except range GV2ME; Accessories | 11447700 | 2.998%
LC1D80004D7 | CONTACTOR | 11790900 | PTCTR: Contactor D>18A, LC2D***, Contactor F, K, TESYS U; Capacitor Contactor ; EOCR; Overload relays, Control Relays, ElectromagneticRelay; Motor CB except range GV2ME; Accessories | 11447700 | 2.998%
LC1D80004E7 | CONTACTOR | 11790900 | PTCTR: Contactor D>18A, LC2D***, Contactor F, K, TESYS U; Capacitor Contactor ; EOCR; Overload relays, Control Relays, ElectromagneticRelay; Motor CB except range GV2ME; Accessories | 11447700 | 2.998%
LC1D80004F7 | CONTACTOR | 11790900 | PTCTR: Contactor D>18A, LC2D***, Contactor F, K, TESYS U; Capacitor Contactor ; EOCR; Overload relays, Control Relays, ElectromagneticRelay; Motor CB except range GV2ME; Accessories | 11447700 | 2.998%
LC1D80004M7 | 4P CONTACTOR 125A AC-1 220VAC COIL | 11790900 | PTCTR: Contactor D>18A, LC2D***, Contactor F, K, TESYS U; Capacitor Contactor ; EOCR; Overload relays, Control Relays, ElectromagneticRelay; Motor CB except range GV2ME; Accessories | 11447700 | 2.998%
LC1D80004N7 | CONTACTOR | 11790900 | PTCTR: Contactor D>18A, LC2D***, Contactor F, K, TESYS U; Capacitor Contactor ; EOCR; Overload relays, Control Relays, ElectromagneticRelay; Motor CB except range GV2ME; Accessories | 11447700 | 2.998%
LC1D80004P7 | CONTACTOR | 11790900 | PTCTR: Contactor D>18A, LC2D***, Contactor F, K, TESYS U; Capacitor Contactor ; EOCR; Overload relays, Control Relays, ElectromagneticRelay; Motor CB except range GV2ME; Accessories | 11447700 | 2.998%
LC1D80004Q7 | CONTACTOR | 11790900 | PTCTR: Contactor D>18A, LC2D***, Contactor F, K, TESYS U; Capacitor Contactor ; EOCR; Overload relays, Control Relays, ElectromagneticRelay; Motor CB except range GV2ME; Accessories | 11447700 | 2.998%
LC1D80004R7 | CONTACTOR | 11790900 | PTCTR: Contactor D>18A, LC2D***, Contactor F, K, TESYS U; Capacitor Contactor ; EOCR; Overload relays, Control Relays, ElectromagneticRelay; Motor CB except range GV2ME; Accessories | 11447700 | 2.998%
LC1D80004U7 | CONTACTOR | 11790900 | PTCTR: Contactor D>18A, LC2D***, Contactor F, K, TESYS U; Capacitor Contactor ; EOCR; Overload relays, Control Relays, ElectromagneticRelay; Motor CB except range GV2ME; Accessories | 11447700 | 2.998%
LC1D80004V7 | CONTACTOR | 11790900 | PTCTR: Contactor D>18A, LC2D***, Contactor F, K, TESYS U; Capacitor Contactor ; EOCR; Overload relays, Control Relays, ElectromagneticRelay; Motor CB except range GV2ME; Accessories | 11447700 | 2.998%
LC1D80008B7 | 4P CONT 125A AC-1 (2NO 2NC) 24VAC COIL | 11790900 | PTCTR: Contactor D>18A, LC2D***, Contactor F, K, TESYS U; Capacitor Contactor ; EOCR; Overload relays, Control Relays, ElectromagneticRelay; Motor CB except range GV2ME; Accessories | 11447700 | 2.998%
LC1D80008D7 | CONTACTOR | 11790900 | PTCTR: Contactor D>18A, LC2D***, Contactor F, K, TESYS U; Capacitor Contactor ; EOCR; Overload relays, Control Relays, ElectromagneticRelay; Motor CB except range GV2ME; Accessories | 11447700 | 2.998%
LC1D80008E7 | 4P CONT 125A AC-1 (2NO 2NC) 48VAC COIL | 11790900 | PTCTR: Contactor D>18A, LC2D***, Contactor F, K, TESYS U; Capacitor Contactor ; EOCR; Overload relays, Control Relays, ElectromagneticRelay; Motor CB except range GV2ME; Accessories | 11447700 | 2.998%
LC1D80008F7 | CONTACTOR | 11790900 | PTCTR: Contactor D>18A, LC2D***, Contactor F, K, TESYS U; Capacitor Contactor ; EOCR; Overload relays, Control Relays, ElectromagneticRelay; Motor CB except range GV2ME; Accessories | 11447700 | 2.998%
LC1D80008M7 | 4P CONT 125A AC-1 (2NO 2NC) 220VAC COIL | 11790900 | PTCTR: Contactor D>18A, LC2D***, Contactor F, K, TESYS U; Capacitor Contactor ; EOCR; Overload relays, Control Relays, ElectromagneticRelay; Motor CB except range GV2ME; Accessories | 11447700 | 2.998%
LC1D80008N7 | CONTACTOR | 11790900 | PTCTR: Contactor D>18A, LC2D***, Contactor F, K, TESYS U; Capacitor Contactor ; EOCR; Overload relays, Control Relays, ElectromagneticRelay; Motor CB except range GV2ME; Accessories | 11447700 | 2.998%
LC1D80008P7 | CONTACTOR | 11790900 | PTCTR: Contactor D>18A, LC2D***, Contactor F, K, TESYS U; Capacitor Contactor ; EOCR; Overload relays, Control Relays, ElectromagneticRelay; Motor CB except range GV2ME; Accessories | 11447700 | 2.998%
LC1D80008Q7 | CONTACTOR | 11790900 | PTCTR: Contactor D>18A, LC2D***, Contactor F, K, TESYS U; Capacitor Contactor ; EOCR; Overload relays, Control Relays, ElectromagneticRelay; Motor CB except range GV2ME; Accessories | 11447700 | 2.998%
LC1D80008R7 | CONTACTOR | 11790900 | PTCTR: Contactor D>18A, LC2D***, Contactor F, K, TESYS U; Capacitor Contactor ; EOCR; Overload relays, Control Relays, ElectromagneticRelay; Motor CB except range GV2ME; Accessories | 11447700 | 2.998%
LC1D80008U7 | CONTACTOR | 11790900 | PTCTR: Contactor D>18A, LC2D***, Contactor F, K, TESYS U; Capacitor Contactor ; EOCR; Overload relays, Control Relays, ElectromagneticRelay; Motor CB except range GV2ME; Accessories | 11447700 | 2.998%
LC1D80008V7 | CONTACTOR | 11790900 | PTCTR: Contactor D>18A, LC2D***, Contactor F, K, TESYS U; Capacitor Contactor ; EOCR; Overload relays, Control Relays, ElectromagneticRelay; Motor CB except range GV2ME; Accessories | 11447700 | 2.998%
LC1D80JD | CONTACTOR | 7629600 | PTCTR: Contactor D>18A, LC2D***, Contactor F, K, TESYS U; Capacitor Contactor ; EOCR; Overload relays, Control Relays, ElectromagneticRelay; Motor CB except range GV2ME; Accessories | 7407400 | 3%
LC1D95B7 | 3P CONT 80A AC3 45KW 1NO 1NC 24VAC COIL | 5584700 | PTCTR: Contactor D>18A, LC2D***, Contactor F, K, TESYS U; Capacitor Contactor ; EOCR; Overload relays, Control Relays, ElectromagneticRelay; Motor CB except range GV2ME; Accessories | 5421900 | 3.003%
LC1D95BD | CONTACTOR | 9491900 | PTCTR: Contactor D>18A, LC2D***, Contactor F, K, TESYS U; Capacitor Contactor ; EOCR; Overload relays, Control Relays, ElectromagneticRelay; Motor CB except range GV2ME; Accessories | 9215800 | 2.996%
LC1D95CD | CONTACTOR | 9491900 | PTCTR: Contactor D>18A, LC2D***, Contactor F, K, TESYS U; Capacitor Contactor ; EOCR; Overload relays, Control Relays, ElectromagneticRelay; Motor CB except range GV2ME; Accessories | 9215800 | 2.996%
LC1D95D7 | CONTACTOR | 5584700 | PTCTR: Contactor D>18A, LC2D***, Contactor F, K, TESYS U; Capacitor Contactor ; EOCR; Overload relays, Control Relays, ElectromagneticRelay; Motor CB except range GV2ME; Accessories | 5421900 | 3.003%
LC1D95E7 | 3P CONT 80A AC3 45KW 1NO 1NC 48VAC COIL | 5584700 | PTCTR: Contactor D>18A, LC2D***, Contactor F, K, TESYS U; Capacitor Contactor ; EOCR; Overload relays, Control Relays, ElectromagneticRelay; Motor CB except range GV2ME; Accessories | 5421900 | 3.003%
LC1D95ED | CONTACTOR | 9491900 | PTCTR: Contactor D>18A, LC2D***, Contactor F, K, TESYS U; Capacitor Contactor ; EOCR; Overload relays, Control Relays, ElectromagneticRelay; Motor CB except range GV2ME; Accessories | 9215800 | 2.996%
LC1D95F7 | 3P CONT 80A AC3 45KW 1NO 1NC 110VAC COIL | 5584700 | PTCTR: Contactor D>18A, LC2D***, Contactor F, K, TESYS U; Capacitor Contactor ; EOCR; Overload relays, Control Relays, ElectromagneticRelay; Motor CB except range GV2ME; Accessories | 5421900 | 3.003%
LC1D95FD | CONTACTOR | 9491900 | PTCTR: Contactor D>18A, LC2D***, Contactor F, K, TESYS U; Capacitor Contactor ; EOCR; Overload relays, Control Relays, ElectromagneticRelay; Motor CB except range GV2ME; Accessories | 9215800 | 2.996%
LC1D95FE7 | CONTACTOR | 5584700 | PTCTR: Contactor D>18A, LC2D***, Contactor F, K, TESYS U; Capacitor Contactor ; EOCR; Overload relays, Control Relays, ElectromagneticRelay; Motor CB except range GV2ME; Accessories | 5421900 | 3.003%
LC1D95GD | CONTACTOR | 9491900 | PTCTR: Contactor D>18A, LC2D***, Contactor F, K, TESYS U; Capacitor Contactor ; EOCR; Overload relays, Control Relays, ElectromagneticRelay; Motor CB except range GV2ME; Accessories | 9215800 | 2.996%
LC1D95JD | CONTACTOR | 9491900 | PTCTR: Contactor D>18A, LC2D***, Contactor F, K, TESYS U; Capacitor Contactor ; EOCR; Overload relays, Control Relays, ElectromagneticRelay; Motor CB except range GV2ME; Accessories | 9215800 | 2.996%
LC1D95M7 | 3P CONT 80A AC3 45KW 1NO 1NC 220VAC COIL | 5584700 | PTCTR: Contactor D>18A, LC2D***, Contactor F, K, TESYS U; Capacitor Contactor ; EOCR; Overload relays, Control Relays, ElectromagneticRelay; Motor CB except range GV2ME; Accessories | 5421900 | 3.003%
LC1D95MD | CONTACTOR | 9491900 | PTCTR: Contactor D>18A, LC2D***, Contactor F, K, TESYS U; Capacitor Contactor ; EOCR; Overload relays, Control Relays, ElectromagneticRelay; Motor CB except range GV2ME; Accessories | 9215800 | 2.996%
LC1D95N7 | 3P CONT 80A AC3 45KW 1NO 1NC 415VAC COIL | 5584700 | PTCTR: Contactor D>18A, LC2D***, Contactor F, K, TESYS U; Capacitor Contactor ; EOCR; Overload relays, Control Relays, ElectromagneticRelay; Motor CB except range GV2ME; Accessories | 5421900 | 3.003%
LC1D95ND | CONTACTOR | 9491900 | PTCTR: Contactor D>18A, LC2D***, Contactor F, K, TESYS U; Capacitor Contactor ; EOCR; Overload relays, Control Relays, ElectromagneticRelay; Motor CB except range GV2ME; Accessories | 9215800 | 2.996%
LC1D95P7 | CONTACTOR | 5584700 | PTCTR: Contactor D>18A, LC2D***, Contactor F, K, TESYS U; Capacitor Contactor ; EOCR; Overload relays, Control Relays, ElectromagneticRelay; Motor CB except range GV2ME; Accessories | 5421900 | 3.003%
LC1D95Q7 | CONTACTOR | 5584700 | PTCTR: Contactor D>18A, LC2D***, Contactor F, K, TESYS U; Capacitor Contactor ; EOCR; Overload relays, Control Relays, ElectromagneticRelay; Motor CB except range GV2ME; Accessories | 5421900 | 3.003%
LC1D95R7 | CONTACTOR | 5584700 | PTCTR: Contactor D>18A, LC2D***, Contactor F, K, TESYS U; Capacitor Contactor ; EOCR; Overload relays, Control Relays, ElectromagneticRelay; Motor CB except range GV2ME; Accessories | 5421900 | 3.003%
LC1D95SD | CONTACTOR | 9491900 | PTCTR: Contactor D>18A, LC2D***, Contactor F, K, TESYS U; Capacitor Contactor ; EOCR; Overload relays, Control Relays, ElectromagneticRelay; Motor CB except range GV2ME; Accessories | 9215800 | 2.996%
LC1D95U7 | 3P CONT 80A AC3 45KW 1NO 1NC 240VAC COIL | 5584700 | PTCTR: Contactor D>18A, LC2D***, Contactor F, K, TESYS U; Capacitor Contactor ; EOCR; Overload relays, Control Relays, ElectromagneticRelay; Motor CB except range GV2ME; Accessories | 5421900 | 3.003%
LC1D95UD | CONTACTOR | 9491900 | PTCTR: Contactor D>18A, LC2D***, Contactor F, K, TESYS U; Capacitor Contactor ; EOCR; Overload relays, Control Relays, ElectromagneticRelay; Motor CB except range GV2ME; Accessories | 9215800 | 2.996%
LC1D95V7 | CONTACTOR | 5584700 | PTCTR: Contactor D>18A, LC2D***, Contactor F, K, TESYS U; Capacitor Contactor ; EOCR; Overload relays, Control Relays, ElectromagneticRelay; Motor CB except range GV2ME; Accessories | 5421900 | 3.003%
LC1DFKB7 | CONTACTOR 12,5KVAR COIL 24V 50/60HZ | 2370500 | PTCTR: Contactor D>18A, LC2D***, Contactor F, K, TESYS U; Capacitor Contactor ; EOCR; Overload relays, Control Relays, ElectromagneticRelay; Motor CB except range GV2ME; Accessories | 2257200 | 5.019%
LC1DFKE7 | CONTACTOR 12,5KVAR COIL 48V 50/60HZ | 2370500 | PTCTR: Contactor D>18A, LC2D***, Contactor F, K, TESYS U; Capacitor Contactor ; EOCR; Overload relays, Control Relays, ElectromagneticRelay; Motor CB except range GV2ME; Accessories | 2257200 | 5.019%
LC1DFKF7 | CONTACTOR 12,5KVAR COIL 110V 50/60HZ | 2370500 | PTCTR: Contactor D>18A, LC2D***, Contactor F, K, TESYS U; Capacitor Contactor ; EOCR; Overload relays, Control Relays, ElectromagneticRelay; Motor CB except range GV2ME; Accessories | 2257200 | 5.019%
LC1DFKG7 | CONTACTOR 12,5KVAR COIL 120V 50/60HZ | 2370500 | PTCTR: Contactor D>18A, LC2D***, Contactor F, K, TESYS U; Capacitor Contactor ; EOCR; Overload relays, Control Relays, ElectromagneticRelay; Motor CB except range GV2ME; Accessories | 2257200 | 5.019%
LC1DFKM7 | CONTACTOR 12,5KVAR COIL 220V 50/60HZ | 2370500 | PTCTR: Contactor D>18A, LC2D***, Contactor F, K, TESYS U; Capacitor Contactor ; EOCR; Overload relays, Control Relays, ElectromagneticRelay; Motor CB except range GV2ME; Accessories | 2257200 | 5.019%
LC1DFKN7 | CONTACTOR 12,5KVAR COIL 415V 50/60HZ | 2370500 | PTCTR: Contactor D>18A, LC2D***, Contactor F, K, TESYS U; Capacitor Contactor ; EOCR; Overload relays, Control Relays, ElectromagneticRelay; Motor CB except range GV2ME; Accessories | 2257200 | 5.019%
LC1DFKP7 | CONTACTOR 12,5KVAR COIL 230V 50/60HZ | 2370500 | PTCTR: Contactor D>18A, LC2D***, Contactor F, K, TESYS U; Capacitor Contactor ; EOCR; Overload relays, Control Relays, ElectromagneticRelay; Motor CB except range GV2ME; Accessories | 2257200 | 5.019%
LC1DFKQ7 | CONTACTOR 12,5KVAR COIL 380V 50/60HZ | 2370500 | PTCTR: Contactor D>18A, LC2D***, Contactor F, K, TESYS U; Capacitor Contactor ; EOCR; Overload relays, Control Relays, ElectromagneticRelay; Motor CB except range GV2ME; Accessories | 2257200 | 5.019%
LC1DFKR7 | CONTACTOR 12,5KVAR COIL 440V 50/60HZ | 2370500 | PTCTR: Contactor D>18A, LC2D***, Contactor F, K, TESYS U; Capacitor Contactor ; EOCR; Overload relays, Control Relays, ElectromagneticRelay; Motor CB except range GV2ME; Accessories | 2257200 | 5.019%
LC1DFKU7 | CONTACTOR 12,5KVAR COIL 240V 50/60HZ | 2370500 | PTCTR: Contactor D>18A, LC2D***, Contactor F, K, TESYS U; Capacitor Contactor ; EOCR; Overload relays, Control Relays, ElectromagneticRelay; Motor CB except range GV2ME; Accessories | 2257200 | 5.019%
LC1DFKV7 | CONTACTOR 12,5KVAR COIL 400V 50/60HZ | 2370500 | PTCTR: Contactor D>18A, LC2D***, Contactor F, K, TESYS U; Capacitor Contactor ; EOCR; Overload relays, Control Relays, ElectromagneticRelay; Motor CB except range GV2ME; Accessories | 2257200 | 5.019%
LC1DGKB7 | CONTACTOR 16,7KVAR COIL 24V 50/60HZ | 2863300 | PTCTR: Contactor D>18A, LC2D***, Contactor F, K, TESYS U; Capacitor Contactor ; EOCR; Overload relays, Control Relays, ElectromagneticRelay; Motor CB except range GV2ME; Accessories | 2726900 | 5.002%
LC1DGKE7 | CONTACTOR 16,7KVAR COIL 48V 50/60HZ | 2863300 | PTCTR: Contactor D>18A, LC2D***, Contactor F, K, TESYS U; Capacitor Contactor ; EOCR; Overload relays, Control Relays, ElectromagneticRelay; Motor CB except range GV2ME; Accessories | 2726900 | 5.002%
LC1DGKF7 | CONTACTOR 16,7KVAR COIL 110V 50/60HZ | 2863300 | PTCTR: Contactor D>18A, LC2D***, Contactor F, K, TESYS U; Capacitor Contactor ; EOCR; Overload relays, Control Relays, ElectromagneticRelay; Motor CB except range GV2ME; Accessories | 2726900 | 5.002%
LC1DGKG7 | CONTACTOR 16,7KVAR COIL 120V 50/60HZ | 2863300 | PTCTR: Contactor D>18A, LC2D***, Contactor F, K, TESYS U; Capacitor Contactor ; EOCR; Overload relays, Control Relays, ElectromagneticRelay; Motor CB except range GV2ME; Accessories | 2726900 | 5.002%
LC1DGKM7 | CONTACTOR 16,7KVAR COIL 220V 50/60HZ | 2863300 | PTCTR: Contactor D>18A, LC2D***, Contactor F, K, TESYS U; Capacitor Contactor ; EOCR; Overload relays, Control Relays, ElectromagneticRelay; Motor CB except range GV2ME; Accessories | 2726900 | 5.002%
LC1DGKN7 | CONTACTOR 16,7KVAR COIL 415V 50/60HZ | 2863300 | PTCTR: Contactor D>18A, LC2D***, Contactor F, K, TESYS U; Capacitor Contactor ; EOCR; Overload relays, Control Relays, ElectromagneticRelay; Motor CB except range GV2ME; Accessories | 2726900 | 5.002%
LC1DGKP7 | CONTACTOR 16,7KVAR COIL 230V 50/60HZ | 2863300 | PTCTR: Contactor D>18A, LC2D***, Contactor F, K, TESYS U; Capacitor Contactor ; EOCR; Overload relays, Control Relays, ElectromagneticRelay; Motor CB except range GV2ME; Accessories | 2726900 | 5.002%
LC1DGKQ7 | CONTACTOR 16,7KVAR COIL 380V 50/60HZ | 2863300 | PTCTR: Contactor D>18A, LC2D***, Contactor F, K, TESYS U; Capacitor Contactor ; EOCR; Overload relays, Control Relays, ElectromagneticRelay; Motor CB except range GV2ME; Accessories | 2726900 | 5.002%
LC1DGKR7 | CONTACTOR 16,7KVAR COIL 440V 50/60HZ | 2863300 | PTCTR: Contactor D>18A, LC2D***, Contactor F, K, TESYS U; Capacitor Contactor ; EOCR; Overload relays, Control Relays, ElectromagneticRelay; Motor CB except range GV2ME; Accessories | 2726900 | 5.002%
LC1DGKU7 | CONTACTOR 16,7KVAR COIL 240V 50/60HZ | 2863300 | PTCTR: Contactor D>18A, LC2D***, Contactor F, K, TESYS U; Capacitor Contactor ; EOCR; Overload relays, Control Relays, ElectromagneticRelay; Motor CB except range GV2ME; Accessories | 2726900 | 5.002%
LC1DGKV7 | CONTACTOR 16,7KVAR COIL 400V 50/60HZ | 2863300 | PTCTR: Contactor D>18A, LC2D***, Contactor F, K, TESYS U; Capacitor Contactor ; EOCR; Overload relays, Control Relays, ElectromagneticRelay; Motor CB except range GV2ME; Accessories | 2726900 | 5.002%
LC1DLKB7 | CONTACTOR 20KVAR COIL 24V 50/60HZ | 3457300 | PTCTR: Contactor D>18A, LC2D***, Contactor F, K, TESYS U; Capacitor Contactor ; EOCR; Overload relays, Control Relays, ElectromagneticRelay; Motor CB except range GV2ME; Accessories | 3292300 | 5.012%
LC1DLKE7 | CONTACTOR 20KVAR COIL 48V 50/60HZ | 3457300 | PTCTR: Contactor D>18A, LC2D***, Contactor F, K, TESYS U; Capacitor Contactor ; EOCR; Overload relays, Control Relays, ElectromagneticRelay; Motor CB except range GV2ME; Accessories | 3292300 | 5.012%
LC1DLKF7 | CONTACTOR 20KVAR COIL 110V 50/60HZ | 3457300 | PTCTR: Contactor D>18A, LC2D***, Contactor F, K, TESYS U; Capacitor Contactor ; EOCR; Overload relays, Control Relays, ElectromagneticRelay; Motor CB except range GV2ME; Accessories | 3292300 | 5.012%
LC1DLKG7 | CONTACTOR 20KVAR COIL 120V 50/60HZ | 3457300 | PTCTR: Contactor D>18A, LC2D***, Contactor F, K, TESYS U; Capacitor Contactor ; EOCR; Overload relays, Control Relays, ElectromagneticRelay; Motor CB except range GV2ME; Accessories | 3292300 | 5.012%
LC1DLKM7 | CONTACTOR 20KVAR COIL 220V 50/60HZ | 3457300 | PTCTR: Contactor D>18A, LC2D***, Contactor F, K, TESYS U; Capacitor Contactor ; EOCR; Overload relays, Control Relays, ElectromagneticRelay; Motor CB except range GV2ME; Accessories | 3292300 | 5.012%
LC1DLKN7 | CONTACTOR 20KVAR COIL 415V 50/60HZ | 3457300 | PTCTR: Contactor D>18A, LC2D***, Contactor F, K, TESYS U; Capacitor Contactor ; EOCR; Overload relays, Control Relays, ElectromagneticRelay; Motor CB except range GV2ME; Accessories | 3292300 | 5.012%
LC1DLKP7 | CONTACTOR 20KVAR COIL 230V 50/60HZ | 3457300 | PTCTR: Contactor D>18A, LC2D***, Contactor F, K, TESYS U; Capacitor Contactor ; EOCR; Overload relays, Control Relays, ElectromagneticRelay; Motor CB except range GV2ME; Accessories | 3292300 | 5.012%
LC1DLKQ7 | CONTACTOR 20KVAR COIL 380V 50/60HZ | 3457300 | PTCTR: Contactor D>18A, LC2D***, Contactor F, K, TESYS U; Capacitor Contactor ; EOCR; Overload relays, Control Relays, ElectromagneticRelay; Motor CB except range GV2ME; Accessories | 3292300 | 5.012%
LC1DLKR7 | CONTACTOR 20KVAR COIL 440V 50/60HZ | 3457300 | PTCTR: Contactor D>18A, LC2D***, Contactor F, K, TESYS U; Capacitor Contactor ; EOCR; Overload relays, Control Relays, ElectromagneticRelay; Motor CB except range GV2ME; Accessories | 3292300 | 5.012%
LC1DLKU7 | CONTACTOR 20KVAR COIL 240V 50/60HZ | 3457300 | PTCTR: Contactor D>18A, LC2D***, Contactor F, K, TESYS U; Capacitor Contactor ; EOCR; Overload relays, Control Relays, ElectromagneticRelay; Motor CB except range GV2ME; Accessories | 3292300 | 5.012%
LC1DLKV7 | CONTACTOR 20KVAR COIL 400V 50/60HZ | 3457300 | PTCTR: Contactor D>18A, LC2D***, Contactor F, K, TESYS U; Capacitor Contactor ; EOCR; Overload relays, Control Relays, ElectromagneticRelay; Motor CB except range GV2ME; Accessories | 3292300 | 5.012%
LC1DMKB7 | CONTACTOR 25KVAR COIL 24V 50/60HZ | 3850000 | PTCTR: Contactor D>18A, LC2D***, Contactor F, K, TESYS U; Capacitor Contactor ; EOCR; Overload relays, Control Relays, ElectromagneticRelay; Motor CB except range GV2ME; Accessories | 3666300 | 5.011%
LC1DMKE7 | CONTACTOR 25KVAR COIL 48V 50/60HZ | 3850000 | PTCTR: Contactor D>18A, LC2D***, Contactor F, K, TESYS U; Capacitor Contactor ; EOCR; Overload relays, Control Relays, ElectromagneticRelay; Motor CB except range GV2ME; Accessories | 3666300 | 5.011%
LC1DMKF7 | CONTACTOR 25KVAR COIL 110V 50/60HZ | 3850000 | PTCTR: Contactor D>18A, LC2D***, Contactor F, K, TESYS U; Capacitor Contactor ; EOCR; Overload relays, Control Relays, ElectromagneticRelay; Motor CB except range GV2ME; Accessories | 3666300 | 5.011%
LC1DMKG7 | CONTACTOR 25KVAR COIL 120V 50/60HZ | 3850000 | PTCTR: Contactor D>18A, LC2D***, Contactor F, K, TESYS U; Capacitor Contactor ; EOCR; Overload relays, Control Relays, ElectromagneticRelay; Motor CB except range GV2ME; Accessories | 3666300 | 5.011%
LC1DMKM7 | CONTACTOR 25KVAR COIL 220V 50/60HZ | 3850000 | PTCTR: Contactor D>18A, LC2D***, Contactor F, K, TESYS U; Capacitor Contactor ; EOCR; Overload relays, Control Relays, ElectromagneticRelay; Motor CB except range GV2ME; Accessories | 3666300 | 5.011%
LC1DMKN7 | CONTACTOR 25KVAR COIL 415V 50/60HZ | 3850000 | PTCTR: Contactor D>18A, LC2D***, Contactor F, K, TESYS U; Capacitor Contactor ; EOCR; Overload relays, Control Relays, ElectromagneticRelay; Motor CB except range GV2ME; Accessories | 3666300 | 5.011%
LC1DMKP7 | CONTACTOR 25KVAR COIL 230V 50/60HZ | 3850000 | PTCTR: Contactor D>18A, LC2D***, Contactor F, K, TESYS U; Capacitor Contactor ; EOCR; Overload relays, Control Relays, ElectromagneticRelay; Motor CB except range GV2ME; Accessories | 3666300 | 5.011%
LC1DMKQ7 | CONTACTOR 25KVAR COIL 380V 50/60HZ | 3850000 | PTCTR: Contactor D>18A, LC2D***, Contactor F, K, TESYS U; Capacitor Contactor ; EOCR; Overload relays, Control Relays, ElectromagneticRelay; Motor CB except range GV2ME; Accessories | 3666300 | 5.011%
LC1DMKR7 | CONTACTOR 25KVAR COIL 440V 50/60HZ | 3850000 | PTCTR: Contactor D>18A, LC2D***, Contactor F, K, TESYS U; Capacitor Contactor ; EOCR; Overload relays, Control Relays, ElectromagneticRelay; Motor CB except range GV2ME; Accessories | 3666300 | 5.011%
LC1DMKU7 | CONTACTOR 25KVAR COIL 240V 50/60HZ | 3850000 | PTCTR: Contactor D>18A, LC2D***, Contactor F, K, TESYS U; Capacitor Contactor ; EOCR; Overload relays, Control Relays, ElectromagneticRelay; Motor CB except range GV2ME; Accessories | 3666300 | 5.011%
LC1DMKV7 | CONTACTOR 25KVAR COIL 400V 50/60HZ | 3850000 | PTCTR: Contactor D>18A, LC2D***, Contactor F, K, TESYS U; Capacitor Contactor ; EOCR; Overload relays, Control Relays, ElectromagneticRelay; Motor CB except range GV2ME; Accessories | 3666300 | 5.011%
LC1DPKB7 | CONTACTOR 30KVAR COIL 24V 50/60HZ | 5233800 | PTCTR: Contactor D>18A, LC2D***, Contactor F, K, TESYS U; Capacitor Contactor ; EOCR; Overload relays, Control Relays, ElectromagneticRelay; Motor CB except range GV2ME; Accessories | 4984100 | 5.01%
LC1DPKE7 | CONTACTOR 30KVAR COIL 48V 50/60HZ | 5233800 | PTCTR: Contactor D>18A, LC2D***, Contactor F, K, TESYS U; Capacitor Contactor ; EOCR; Overload relays, Control Relays, ElectromagneticRelay; Motor CB except range GV2ME; Accessories | 4984100 | 5.01%
LC1DPKF7 | CONTACTOR 30KVAR COIL 110V 50/60HZ | 5233800 | PTCTR: Contactor D>18A, LC2D***, Contactor F, K, TESYS U; Capacitor Contactor ; EOCR; Overload relays, Control Relays, ElectromagneticRelay; Motor CB except range GV2ME; Accessories | 4984100 | 5.01%
LC1DPKG7 | CONTACTOR 30KVAR COIL 120V 50/60HZ | 5233800 | PTCTR: Contactor D>18A, LC2D***, Contactor F, K, TESYS U; Capacitor Contactor ; EOCR; Overload relays, Control Relays, ElectromagneticRelay; Motor CB except range GV2ME; Accessories | 4984100 | 5.01%
LC1DPKM7 | CONTACTOR 30KVAR COIL 220V 50/60HZ | 5233800 | PTCTR: Contactor D>18A, LC2D***, Contactor F, K, TESYS U; Capacitor Contactor ; EOCR; Overload relays, Control Relays, ElectromagneticRelay; Motor CB except range GV2ME; Accessories | 4984100 | 5.01%
LC1DPKN7 | CONTACTOR 30KVAR COIL 415V 50/60HZ | 5233800 | PTCTR: Contactor D>18A, LC2D***, Contactor F, K, TESYS U; Capacitor Contactor ; EOCR; Overload relays, Control Relays, ElectromagneticRelay; Motor CB except range GV2ME; Accessories | 4984100 | 5.01%
LC1DPKP7 | CONTACTOR 30KVAR COIL 230V 50/60HZ | 5233800 | PTCTR: Contactor D>18A, LC2D***, Contactor F, K, TESYS U; Capacitor Contactor ; EOCR; Overload relays, Control Relays, ElectromagneticRelay; Motor CB except range GV2ME; Accessories | 4984100 | 5.01%
LC1DPKQ7 | CONTACTOR 30KVAR COIL 380V 50/60HZ | 5233800 | PTCTR: Contactor D>18A, LC2D***, Contactor F, K, TESYS U; Capacitor Contactor ; EOCR; Overload relays, Control Relays, ElectromagneticRelay; Motor CB except range GV2ME; Accessories | 4984100 | 5.01%
LC1DPKR7 | CONTACTOR 30KVAR COIL 440V 50/60HZ | 5233800 | PTCTR: Contactor D>18A, LC2D***, Contactor F, K, TESYS U; Capacitor Contactor ; EOCR; Overload relays, Control Relays, ElectromagneticRelay; Motor CB except range GV2ME; Accessories | 4984100 | 5.01%
LC1DPKU7 | CONTACTOR 30KVAR COIL 240V 50/60HZ | 5233800 | PTCTR: Contactor D>18A, LC2D***, Contactor F, K, TESYS U; Capacitor Contactor ; EOCR; Overload relays, Control Relays, ElectromagneticRelay; Motor CB except range GV2ME; Accessories | 4984100 | 5.01%
LC1DPKV7 | CONTACTOR 30KVAR COIL 400V 50/60HZ | 5233800 | PTCTR: Contactor D>18A, LC2D***, Contactor F, K, TESYS U; Capacitor Contactor ; EOCR; Overload relays, Control Relays, ElectromagneticRelay; Motor CB except range GV2ME; Accessories | 4984100 | 5.01%
LC1DT20B7 | CONT 20A 4P AC1 24V 50/60 | 1505900 | PTCTR: Contactor D>18A, LC2D***, Contactor F, K, TESYS U; Capacitor Contactor ; EOCR; Overload relays, Control Relays, ElectromagneticRelay; Motor CB except range GV2ME; Accessories | 1461900 | 3.01%
LC1DT20BD | 4P CONTACTOR 20A AC-1 24VDC COIL | 2237400 | PTCTR: Contactor D>18A, LC2D***, Contactor F, K, TESYS U; Capacitor Contactor ; EOCR; Overload relays, Control Relays, ElectromagneticRelay; Motor CB except range GV2ME; Accessories | 2172500 | 2.987%
LC1DT20D7 | CONTACTOR | 1505900 | PTCTR: Contactor D>18A, LC2D***, Contactor F, K, TESYS U; Capacitor Contactor ; EOCR; Overload relays, Control Relays, ElectromagneticRelay; Motor CB except range GV2ME; Accessories | 1461900 | 3.01%
LC1DT20E7 | CONT 20A 4P AC1 48V 50/60 | 1505900 | PTCTR: Contactor D>18A, LC2D***, Contactor F, K, TESYS U; Capacitor Contactor ; EOCR; Overload relays, Control Relays, ElectromagneticRelay; Motor CB except range GV2ME; Accessories | 1461900 | 3.01%
LC1DT20ED | 4P CONTACTOR 20A AC-1 48VDC COIL | 2237400 | PTCTR: Contactor D>18A, LC2D***, Contactor F, K, TESYS U; Capacitor Contactor ; EOCR; Overload relays, Control Relays, ElectromagneticRelay; Motor CB except range GV2ME; Accessories | 2172500 | 2.987%
LC1DT20F7 | 4P CONTACTOR 20A AC-1 110VAC COIL | 1505900 | PTCTR: Contactor D>18A, LC2D***, Contactor F, K, TESYS U; Capacitor Contactor ; EOCR; Overload relays, Control Relays, ElectromagneticRelay; Motor CB except range GV2ME; Accessories | 1461900 | 3.01%
LC1DT20FD | 4P CONTACTOR 20A AC-1 110VDC COIL | 2237400 | PTCTR: Contactor D>18A, LC2D***, Contactor F, K, TESYS U; Capacitor Contactor ; EOCR; Overload relays, Control Relays, ElectromagneticRelay; Motor CB except range GV2ME; Accessories | 2172500 | 2.987%
LC1DT20GD | CONTACTOR | 2237400 | PTCTR: Contactor D>18A, LC2D***, Contactor F, K, TESYS U; Capacitor Contactor ; EOCR; Overload relays, Control Relays, ElectromagneticRelay; Motor CB except range GV2ME; Accessories | 2172500 | 2.987%
LC1DT20JD | 4P CONTACTOR 20A AC-1 12VDC COIL | 2237400 | PTCTR: Contactor D>18A, LC2D***, Contactor F, K, TESYS U; Capacitor Contactor ; EOCR; Overload relays, Control Relays, ElectromagneticRelay; Motor CB except range GV2ME; Accessories | 2172500 | 2.987%
LC1DT20M7 | 4P CONTACTOR 20A AC-1 220VAC COIL | 1505900 | PTCTR: Contactor D>18A, LC2D***, Contactor F, K, TESYS U; Capacitor Contactor ; EOCR; Overload relays, Control Relays, ElectromagneticRelay; Motor CB except range GV2ME; Accessories | 1461900 | 3.01%
LC1DT20MD | 4P CONTACTOR 20A AC-1 220VDC COIL | 2237400 | PTCTR: Contactor D>18A, LC2D***, Contactor F, K, TESYS U; Capacitor Contactor ; EOCR; Overload relays, Control Relays, ElectromagneticRelay; Motor CB except range GV2ME; Accessories | 2172500 | 2.987%
LC1DT20N7 | 4P CONTACTOR 20A AC-1 415VAC COIL | 1505900 | PTCTR: Contactor D>18A, LC2D***, Contactor F, K, TESYS U; Capacitor Contactor ; EOCR; Overload relays, Control Relays, ElectromagneticRelay; Motor CB except range GV2ME; Accessories | 1461900 | 3.01%
LC1DT20ND | CONTACTOR | 2237400 | PTCTR: Contactor D>18A, LC2D***, Contactor F, K, TESYS U; Capacitor Contactor ; EOCR; Overload relays, Control Relays, ElectromagneticRelay; Motor CB except range GV2ME; Accessories | 2172500 | 2.987%
LC1DT20P7 | CONT 20A 4P AC1 230V50/60 | 1505900 | PTCTR: Contactor D>18A, LC2D***, Contactor F, K, TESYS U; Capacitor Contactor ; EOCR; Overload relays, Control Relays, ElectromagneticRelay; Motor CB except range GV2ME; Accessories | 1461900 | 3.01%
LC1DT20Q7 | CONTACTOR | 1505900 | PTCTR: Contactor D>18A, LC2D***, Contactor F, K, TESYS U; Capacitor Contactor ; EOCR; Overload relays, Control Relays, ElectromagneticRelay; Motor CB except range GV2ME; Accessories | 1461900 | 3.01%
LC1DT20R7 | CONTACTOR | 1505900 | PTCTR: Contactor D>18A, LC2D***, Contactor F, K, TESYS U; Capacitor Contactor ; EOCR; Overload relays, Control Relays, ElectromagneticRelay; Motor CB except range GV2ME; Accessories | 1461900 | 3.01%
LC1DT20SD | CONTACTOR | 2237400 | PTCTR: Contactor D>18A, LC2D***, Contactor F, K, TESYS U; Capacitor Contactor ; EOCR; Overload relays, Control Relays, ElectromagneticRelay; Motor CB except range GV2ME; Accessories | 2172500 | 2.987%
LC1DT20U7 | CONT 20A 4P AC1 230 240V 50 60 | 1505900 | PTCTR: Contactor D>18A, LC2D***, Contactor F, K, TESYS U; Capacitor Contactor ; EOCR; Overload relays, Control Relays, ElectromagneticRelay; Motor CB except range GV2ME; Accessories | 1461900 | 3.01%
LC1DT20UD | CONTACTOR | 2237400 | PTCTR: Contactor D>18A, LC2D***, Contactor F, K, TESYS U; Capacitor Contactor ; EOCR; Overload relays, Control Relays, ElectromagneticRelay; Motor CB except range GV2ME; Accessories | 2172500 | 2.987%
LC1DT20V7 | CONTACTOR | 1505900 | PTCTR: Contactor D>18A, LC2D***, Contactor F, K, TESYS U; Capacitor Contactor ; EOCR; Overload relays, Control Relays, ElectromagneticRelay; Motor CB except range GV2ME; Accessories | 1461900 | 3.01%
LC1DT25B7 | 4P CONTACTOR 25A AC-1 24VAC COIL | 1729200 | PTCTR: Contactor D>18A, LC2D***, Contactor F, K, TESYS U; Capacitor Contactor ; EOCR; Overload relays, Control Relays, ElectromagneticRelay; Motor CB except range GV2ME; Accessories | 1678600 | 3.014%
LC1DT25BD | 4P CONTACTOR 25A AC-1 24VDC COIL | 2539900 | PTCTR: Contactor D>18A, LC2D***, Contactor F, K, TESYS U; Capacitor Contactor ; EOCR; Overload relays, Control Relays, ElectromagneticRelay; Motor CB except range GV2ME; Accessories | 2466200 | 2.988%
LC1DT25D7 | CONTACTOR | 1729200 | PTCTR: Contactor D>18A, LC2D***, Contactor F, K, TESYS U; Capacitor Contactor ; EOCR; Overload relays, Control Relays, ElectromagneticRelay; Motor CB except range GV2ME; Accessories | 1678600 | 3.014%
LC1DT25E7 | 4P CONTACTOR 25A AC-1 48VAC COIL | 1729200 | PTCTR: Contactor D>18A, LC2D***, Contactor F, K, TESYS U; Capacitor Contactor ; EOCR; Overload relays, Control Relays, ElectromagneticRelay; Motor CB except range GV2ME; Accessories | 1678600 | 3.014%
LC1DT25ED | 4P CONTACTOR 25A AC-1 48VDC COIL | 2539900 | PTCTR: Contactor D>18A, LC2D***, Contactor F, K, TESYS U; Capacitor Contactor ; EOCR; Overload relays, Control Relays, ElectromagneticRelay; Motor CB except range GV2ME; Accessories | 2466200 | 2.988%
LC1DT25F7 | CONT 25A 4P AC1 110V50 60 | 1729200 | PTCTR: Contactor D>18A, LC2D***, Contactor F, K, TESYS U; Capacitor Contactor ; EOCR; Overload relays, Control Relays, ElectromagneticRelay; Motor CB except range GV2ME; Accessories | 1678600 | 3.014%
LC1DT25FD | 4P CONTACTOR 25A AC-1 110VDC COIL | 2539900 | PTCTR: Contactor D>18A, LC2D***, Contactor F, K, TESYS U; Capacitor Contactor ; EOCR; Overload relays, Control Relays, ElectromagneticRelay; Motor CB except range GV2ME; Accessories | 2466200 | 2.988%
LC1DT25GD | CONTACTOR | 2539900 | PTCTR: Contactor D>18A, LC2D***, Contactor F, K, TESYS U; Capacitor Contactor ; EOCR; Overload relays, Control Relays, ElectromagneticRelay; Motor CB except range GV2ME; Accessories | 2466200 | 2.988%
LC1DT25JD | 4P CONTACTOR 25A AC-1 12VDC COIL | 2539900 | PTCTR: Contactor D>18A, LC2D***, Contactor F, K, TESYS U; Capacitor Contactor ; EOCR; Overload relays, Control Relays, ElectromagneticRelay; Motor CB except range GV2ME; Accessories | 2466200 | 2.988%
LC1DT25M7 | 4P CONTACTOR 25A AC-1 220VAC COIL | 1729200 | PTCTR: Contactor D>18A, LC2D***, Contactor F, K, TESYS U; Capacitor Contactor ; EOCR; Overload relays, Control Relays, ElectromagneticRelay; Motor CB except range GV2ME; Accessories | 1678600 | 3.014%
LC1DT25MD | 4P CONTACTOR 25A AC-1 220VDC COIL | 2539900 | PTCTR: Contactor D>18A, LC2D***, Contactor F, K, TESYS U; Capacitor Contactor ; EOCR; Overload relays, Control Relays, ElectromagneticRelay; Motor CB except range GV2ME; Accessories | 2466200 | 2.988%
LC1DT25N7 | 4P CONTACTOR 25A AC-1 415VAC COIL | 1729200 | PTCTR: Contactor D>18A, LC2D***, Contactor F, K, TESYS U; Capacitor Contactor ; EOCR; Overload relays, Control Relays, ElectromagneticRelay; Motor CB except range GV2ME; Accessories | 1678600 | 3.014%
LC1DT25ND | CONTACTOR | 2539900 | PTCTR: Contactor D>18A, LC2D***, Contactor F, K, TESYS U; Capacitor Contactor ; EOCR; Overload relays, Control Relays, ElectromagneticRelay; Motor CB except range GV2ME; Accessories | 2466200 | 2.988%
LC1DT25P7 | CONT 25A 4P AC1 230V50/60 | 1729200 | PTCTR: Contactor D>18A, LC2D***, Contactor F, K, TESYS U; Capacitor Contactor ; EOCR; Overload relays, Control Relays, ElectromagneticRelay; Motor CB except range GV2ME; Accessories | 1678600 | 3.014%
LC1DT25Q7 | CONTACTOR | 1729200 | PTCTR: Contactor D>18A, LC2D***, Contactor F, K, TESYS U; Capacitor Contactor ; EOCR; Overload relays, Control Relays, ElectromagneticRelay; Motor CB except range GV2ME; Accessories | 1678600 | 3.014%
LC1DT25R7 | CONTACTOR | 1729200 | PTCTR: Contactor D>18A, LC2D***, Contactor F, K, TESYS U; Capacitor Contactor ; EOCR; Overload relays, Control Relays, ElectromagneticRelay; Motor CB except range GV2ME; Accessories | 1678600 | 3.014%
LC1DT25RD | CONTACTOR | 2539900 | PTCTR: Contactor D>18A, LC2D***, Contactor F, K, TESYS U; Capacitor Contactor ; EOCR; Overload relays, Control Relays, ElectromagneticRelay; Motor CB except range GV2ME; Accessories | 2466200 | 2.988%
LC1DT25SD | CONTACTOR | 2539900 | PTCTR: Contactor D>18A, LC2D***, Contactor F, K, TESYS U; Capacitor Contactor ; EOCR; Overload relays, Control Relays, ElectromagneticRelay; Motor CB except range GV2ME; Accessories | 2466200 | 2.988%
LC1DT25U7 | 4P CONTACTOR 25A AC-1 240VAC COIL | 1729200 | PTCTR: Contactor D>18A, LC2D***, Contactor F, K, TESYS U; Capacitor Contactor ; EOCR; Overload relays, Control Relays, ElectromagneticRelay; Motor CB except range GV2ME; Accessories | 1678600 | 3.014%
LC1DT25UD | CONTACTOR | 2539900 | PTCTR: Contactor D>18A, LC2D***, Contactor F, K, TESYS U; Capacitor Contactor ; EOCR; Overload relays, Control Relays, ElectromagneticRelay; Motor CB except range GV2ME; Accessories | 2466200 | 2.988%
LC1DT25V7 | CONTACTOR | 1729200 | PTCTR: Contactor D>18A, LC2D***, Contactor F, K, TESYS U; Capacitor Contactor ; EOCR; Overload relays, Control Relays, ElectromagneticRelay; Motor CB except range GV2ME; Accessories | 1678600 | 3.014%
LC1DT32B7 | 4P CONTACTOR 32A AC-1 24VAC COIL | 2035000 | PTCTR: Contactor D>18A, LC2D***, Contactor F, K, TESYS U; Capacitor Contactor ; EOCR; Overload relays, Control Relays, ElectromagneticRelay; Motor CB except range GV2ME; Accessories | 1975600 | 3.007%
LC1DT32BD | 4P CONTACTOR 32A AC-1 24VDC COIL | 2846800 | PTCTR: Contactor D>18A, LC2D***, Contactor F, K, TESYS U; Capacitor Contactor ; EOCR; Overload relays, Control Relays, ElectromagneticRelay; Motor CB except range GV2ME; Accessories | 2764300 | 2.984%
LC1DT32D7 | CONTACTOR | 2035000 | PTCTR: Contactor D>18A, LC2D***, Contactor F, K, TESYS U; Capacitor Contactor ; EOCR; Overload relays, Control Relays, ElectromagneticRelay; Motor CB except range GV2ME; Accessories | 1975600 | 3.007%
LC1DT32E7 | 4P CONTACTOR 32A AC-1 48VAC COIL | 2035000 | PTCTR: Contactor D>18A, LC2D***, Contactor F, K, TESYS U; Capacitor Contactor ; EOCR; Overload relays, Control Relays, ElectromagneticRelay; Motor CB except range GV2ME; Accessories | 1975600 | 3.007%
LC1DT32ED | 4P CONTACTOR 32A AC-1 48VDC COIL | 2846800 | PTCTR: Contactor D>18A, LC2D***, Contactor F, K, TESYS U; Capacitor Contactor ; EOCR; Overload relays, Control Relays, ElectromagneticRelay; Motor CB except range GV2ME; Accessories | 2764300 | 2.984%
LC1DT32F7 | 4P CONTACTOR 32A AC-1 110VAC COIL | 2035000 | PTCTR: Contactor D>18A, LC2D***, Contactor F, K, TESYS U; Capacitor Contactor ; EOCR; Overload relays, Control Relays, ElectromagneticRelay; Motor CB except range GV2ME; Accessories | 1975600 | 3.007%
LC1DT32FD | 4P CONTACTOR 32A AC-1 110VDC COIL | 2846800 | PTCTR: Contactor D>18A, LC2D***, Contactor F, K, TESYS U; Capacitor Contactor ; EOCR; Overload relays, Control Relays, ElectromagneticRelay; Motor CB except range GV2ME; Accessories | 2764300 | 2.984%
LC1DT32GD | CONTACTOR | 2846800 | PTCTR: Contactor D>18A, LC2D***, Contactor F, K, TESYS U; Capacitor Contactor ; EOCR; Overload relays, Control Relays, ElectromagneticRelay; Motor CB except range GV2ME; Accessories | 2764300 | 2.984%
LC1DT32JD | 4P CONTACTOR 32A AC-1 12VDC COIL | 2846800 | PTCTR: Contactor D>18A, LC2D***, Contactor F, K, TESYS U; Capacitor Contactor ; EOCR; Overload relays, Control Relays, ElectromagneticRelay; Motor CB except range GV2ME; Accessories | 2764300 | 2.984%
LC1DT32M7 | CONT 32A 4P AC1 220/230V | 2035000 | PTCTR: Contactor D>18A, LC2D***, Contactor F, K, TESYS U; Capacitor Contactor ; EOCR; Overload relays, Control Relays, ElectromagneticRelay; Motor CB except range GV2ME; Accessories | 1975600 | 3.007%
LC1DT32MD | 4P CONTACTOR 32A AC-1 220VDC COIL | 2846800 | PTCTR: Contactor D>18A, LC2D***, Contactor F, K, TESYS U; Capacitor Contactor ; EOCR; Overload relays, Control Relays, ElectromagneticRelay; Motor CB except range GV2ME; Accessories | 2764300 | 2.984%
LC1DT32N7 | 4P CONTACTOR 32A AC-1 415VAC COIL | 2035000 | PTCTR: Contactor D>18A, LC2D***, Contactor F, K, TESYS U; Capacitor Contactor ; EOCR; Overload relays, Control Relays, ElectromagneticRelay; Motor CB except range GV2ME; Accessories | 1975600 | 3.007%
LC1DT32ND | CONTACTOR | 2846800 | PTCTR: Contactor D>18A, LC2D***, Contactor F, K, TESYS U; Capacitor Contactor ; EOCR; Overload relays, Control Relays, ElectromagneticRelay; Motor CB except range GV2ME; Accessories | 2764300 | 2.984%
LC1DT32P7 | CONT 32A 4P AC1 230V50/60 | 2035000 | PTCTR: Contactor D>18A, LC2D***, Contactor F, K, TESYS U; Capacitor Contactor ; EOCR; Overload relays, Control Relays, ElectromagneticRelay; Motor CB except range GV2ME; Accessories | 1975600 | 3.007%
LC1DT32Q7 | CONTACTOR | 2035000 | PTCTR: Contactor D>18A, LC2D***, Contactor F, K, TESYS U; Capacitor Contactor ; EOCR; Overload relays, Control Relays, ElectromagneticRelay; Motor CB except range GV2ME; Accessories | 1975600 | 3.007%
LC1DT32R7 | CONTACTOR | 2035000 | PTCTR: Contactor D>18A, LC2D***, Contactor F, K, TESYS U; Capacitor Contactor ; EOCR; Overload relays, Control Relays, ElectromagneticRelay; Motor CB except range GV2ME; Accessories | 1975600 | 3.007%
LC1DT32SD | CONTACTOR | 2846800 | PTCTR: Contactor D>18A, LC2D***, Contactor F, K, TESYS U; Capacitor Contactor ; EOCR; Overload relays, Control Relays, ElectromagneticRelay; Motor CB except range GV2ME; Accessories | 2764300 | 2.984%
LC1DT32U7 | 4P CONTACTOR 32A AC-1 240VAC COIL | 2035000 | PTCTR: Contactor D>18A, LC2D***, Contactor F, K, TESYS U; Capacitor Contactor ; EOCR; Overload relays, Control Relays, ElectromagneticRelay; Motor CB except range GV2ME; Accessories | 1975600 | 3.007%
LC1DT32V7 | CONTACTOR | 2035000 | PTCTR: Contactor D>18A, LC2D***, Contactor F, K, TESYS U; Capacitor Contactor ; EOCR; Overload relays, Control Relays, ElectromagneticRelay; Motor CB except range GV2ME; Accessories | 1975600 | 3.007%
LC1DT40B7 | 4P CONTACTOR 40A AC-1 24VAC COIL | 3458400 | PTCTR: Contactor D>18A, LC2D***, Contactor F, K, TESYS U; Capacitor Contactor ; EOCR; Overload relays, Control Relays, ElectromagneticRelay; Motor CB except range GV2ME; Accessories | 3357200 | 3.014%
LC1DT40BD | 4P CONTACTOR 40A AC-1 24VDC COIL | 5084200 | PTCTR: Contactor D>18A, LC2D***, Contactor F, K, TESYS U; Capacitor Contactor ; EOCR; Overload relays, Control Relays, ElectromagneticRelay; Motor CB except range GV2ME; Accessories | 4935700 | 3.009%
LC1DT40D7 | CONTACTOR | 3458400 | PTCTR: Contactor D>18A, LC2D***, Contactor F, K, TESYS U; Capacitor Contactor ; EOCR; Overload relays, Control Relays, ElectromagneticRelay; Motor CB except range GV2ME; Accessories | 3357200 | 3.014%
LC1DT40E7 | CONT 40A 4P AC1 48V 50/60 | 3458400 | PTCTR: Contactor D>18A, LC2D***, Contactor F, K, TESYS U; Capacitor Contactor ; EOCR; Overload relays, Control Relays, ElectromagneticRelay; Motor CB except range GV2ME; Accessories | 3357200 | 3.014%
LC1DT40ED | 4P CONTACTOR 40A AC-1 48VDC COIL | 5084200 | PTCTR: Contactor D>18A, LC2D***, Contactor F, K, TESYS U; Capacitor Contactor ; EOCR; Overload relays, Control Relays, ElectromagneticRelay; Motor CB except range GV2ME; Accessories | 4935700 | 3.009%
LC1DT40F7 | 4P CONTACTOR 40A AC-1 110VAC COIL | 3458400 | PTCTR: Contactor D>18A, LC2D***, Contactor F, K, TESYS U; Capacitor Contactor ; EOCR; Overload relays, Control Relays, ElectromagneticRelay; Motor CB except range GV2ME; Accessories | 3357200 | 3.014%
LC1DT40FD | 4P CONTACTOR 40A AC-1 120VDC COIL | 5084200 | PTCTR: Contactor D>18A, LC2D***, Contactor F, K, TESYS U; Capacitor Contactor ; EOCR; Overload relays, Control Relays, ElectromagneticRelay; Motor CB except range GV2ME; Accessories | 4935700 | 3.009%
LC1DT40GD | CONTACTOR | 5084200 | PTCTR: Contactor D>18A, LC2D***, Contactor F, K, TESYS U; Capacitor Contactor ; EOCR; Overload relays, Control Relays, ElectromagneticRelay; Motor CB except range GV2ME; Accessories | 4935700 | 3.009%
LC1DT40JD | 4P CONTACTOR 40A AC-1 12VDC COIL | 5084200 | PTCTR: Contactor D>18A, LC2D***, Contactor F, K, TESYS U; Capacitor Contactor ; EOCR; Overload relays, Control Relays, ElectromagneticRelay; Motor CB except range GV2ME; Accessories | 4935700 | 3.009%
LC1DT40M7 | CONT 40A 4P AC1 220 230V | 3458400 | PTCTR: Contactor D>18A, LC2D***, Contactor F, K, TESYS U; Capacitor Contactor ; EOCR; Overload relays, Control Relays, ElectromagneticRelay; Motor CB except range GV2ME; Accessories | 3357200 | 3.014%
LC1DT40MD | 4P CONTACTOR 40A AC-1 220VDC COIL | 5084200 | PTCTR: Contactor D>18A, LC2D***, Contactor F, K, TESYS U; Capacitor Contactor ; EOCR; Overload relays, Control Relays, ElectromagneticRelay; Motor CB except range GV2ME; Accessories | 4935700 | 3.009%
LC1DT40N7 | 4P CONTACTOR 40A AC-1 415VAC COIL | 3458400 | PTCTR: Contactor D>18A, LC2D***, Contactor F, K, TESYS U; Capacitor Contactor ; EOCR; Overload relays, Control Relays, ElectromagneticRelay; Motor CB except range GV2ME; Accessories | 3357200 | 3.014%
LC1DT40ND | CONTACTOR | 5084200 | PTCTR: Contactor D>18A, LC2D***, Contactor F, K, TESYS U; Capacitor Contactor ; EOCR; Overload relays, Control Relays, ElectromagneticRelay; Motor CB except range GV2ME; Accessories | 4935700 | 3.009%
LC1DT40P7 | CONT 40A 4P AC1 230V50/60 | 3458400 | PTCTR: Contactor D>18A, LC2D***, Contactor F, K, TESYS U; Capacitor Contactor ; EOCR; Overload relays, Control Relays, ElectromagneticRelay; Motor CB except range GV2ME; Accessories | 3357200 | 3.014%
LC1DT40Q7 | CONTACTOR | 3458400 | PTCTR: Contactor D>18A, LC2D***, Contactor F, K, TESYS U; Capacitor Contactor ; EOCR; Overload relays, Control Relays, ElectromagneticRelay; Motor CB except range GV2ME; Accessories | 3357200 | 3.014%
LC1DT40R7 | CONTACTOR | 3458400 | PTCTR: Contactor D>18A, LC2D***, Contactor F, K, TESYS U; Capacitor Contactor ; EOCR; Overload relays, Control Relays, ElectromagneticRelay; Motor CB except range GV2ME; Accessories | 3357200 | 3.014%
LC1DT40SD | CONTACTOR | 5084200 | PTCTR: Contactor D>18A, LC2D***, Contactor F, K, TESYS U; Capacitor Contactor ; EOCR; Overload relays, Control Relays, ElectromagneticRelay; Motor CB except range GV2ME; Accessories | 4935700 | 3.009%
LC1DT40U7 | 4P CONTACTOR 40A AC-1 240VAC COIL | 3458400 | PTCTR: Contactor D>18A, LC2D***, Contactor F, K, TESYS U; Capacitor Contactor ; EOCR; Overload relays, Control Relays, ElectromagneticRelay; Motor CB except range GV2ME; Accessories | 3357200 | 3.014%
LC1DT40UD | CONTACTOR | 5084200 | PTCTR: Contactor D>18A, LC2D***, Contactor F, K, TESYS U; Capacitor Contactor ; EOCR; Overload relays, Control Relays, ElectromagneticRelay; Motor CB except range GV2ME; Accessories | 4935700 | 3.009%
LC1DT40V7 | CONTACTOR | 3458400 | PTCTR: Contactor D>18A, LC2D***, Contactor F, K, TESYS U; Capacitor Contactor ; EOCR; Overload relays, Control Relays, ElectromagneticRelay; Motor CB except range GV2ME; Accessories | 3357200 | 3.014%
LC1DT60AB7 | 4 POLE EVERLINK CONTACTOR AC1 415V 60 A | 4676100 | PTCTR: Contactor D>18A, LC2D***, Contactor F, K, TESYS U; Capacitor Contactor ; EOCR; Overload relays, Control Relays, ElectromagneticRelay; Motor CB except range GV2ME; Accessories | 4539700 | 3.005%
LC1DT60ABD | 4P EVLK CONTACTOR 60A AC1 24VDC | 6913500 | PTCTR: Contactor D>18A, LC2D***, Contactor F, K, TESYS U; Capacitor Contactor ; EOCR; Overload relays, Control Relays, ElectromagneticRelay; Motor CB except range GV2ME; Accessories | 6712200 | 2.999%
LC1DT60AD7 | 4P EVERLINK CONTACTOR 60A AC1 42VAC | 4676100 | PTCTR: Contactor D>18A, LC2D***, Contactor F, K, TESYS U; Capacitor Contactor ; EOCR; Overload relays, Control Relays, ElectromagneticRelay; Motor CB except range GV2ME; Accessories | 4539700 | 3.005%
LC1DT60AE7 | 4 POLE EVERLINK CONTACTOR AC1 415V 60 A | 4676100 | PTCTR: Contactor D>18A, LC2D***, Contactor F, K, TESYS U; Capacitor Contactor ; EOCR; Overload relays, Control Relays, ElectromagneticRelay; Motor CB except range GV2ME; Accessories | 4539700 | 3.005%
LC1DT60AED | 4P EVLK CONTACTOR 60A AC1 48VDC | 6913500 | PTCTR: Contactor D>18A, LC2D***, Contactor F, K, TESYS U; Capacitor Contactor ; EOCR; Overload relays, Control Relays, ElectromagneticRelay; Motor CB except range GV2ME; Accessories | 6712200 | 2.999%
LC1DT60AF7 | 4P EVERLINK CONTACTOR 60A AC1 110VAC | 4676100 | PTCTR: Contactor D>18A, LC2D***, Contactor F, K, TESYS U; Capacitor Contactor ; EOCR; Overload relays, Control Relays, ElectromagneticRelay; Motor CB except range GV2ME; Accessories | 4539700 | 3.005%
LC1DT60AFD | 4P EVLK CONTACTOR 60A AC1 110VDC | 6913500 | PTCTR: Contactor D>18A, LC2D***, Contactor F, K, TESYS U; Capacitor Contactor ; EOCR; Overload relays, Control Relays, ElectromagneticRelay; Motor CB except range GV2ME; Accessories | 6712200 | 2.999%
LC1DT60AGD | 4P EVLK CONTACTOR 60A AC1 125VDC | 6913500 | PTCTR: Contactor D>18A, LC2D***, Contactor F, K, TESYS U; Capacitor Contactor ; EOCR; Overload relays, Control Relays, ElectromagneticRelay; Motor CB except range GV2ME; Accessories | 6712200 | 2.999%
LC1DT60AJD | 4P EVLK CONTACTOR 60A AC1 12VDC | 6913500 | PTCTR: Contactor D>18A, LC2D***, Contactor F, K, TESYS U; Capacitor Contactor ; EOCR; Overload relays, Control Relays, ElectromagneticRelay; Motor CB except range GV2ME; Accessories | 6712200 | 2.999%
LC1DT60AM7 | 4P EVERLINK CONTACTOR 60A AC1 220VAC | 4676100 | PTCTR: Contactor D>18A, LC2D***, Contactor F, K, TESYS U; Capacitor Contactor ; EOCR; Overload relays, Control Relays, ElectromagneticRelay; Motor CB except range GV2ME; Accessories | 4539700 | 3.005%
LC1DT60AMD | 4P EVLK CONTACTOR 60A AC1 220VDC | 6913500 | PTCTR: Contactor D>18A, LC2D***, Contactor F, K, TESYS U; Capacitor Contactor ; EOCR; Overload relays, Control Relays, ElectromagneticRelay; Motor CB except range GV2ME; Accessories | 6712200 | 2.999%
LC1DT60AN7 | 4P EVERLINK CONTACTOR 60A AC1 415VAC | 4676100 | PTCTR: Contactor D>18A, LC2D***, Contactor F, K, TESYS U; Capacitor Contactor ; EOCR; Overload relays, Control Relays, ElectromagneticRelay; Motor CB except range GV2ME; Accessories | 4539700 | 3.005%
LC1DT60AND | 4P EVLK CONTACTOR 60A AC1 60VDC | 6913500 | PTCTR: Contactor D>18A, LC2D***, Contactor F, K, TESYS U; Capacitor Contactor ; EOCR; Overload relays, Control Relays, ElectromagneticRelay; Motor CB except range GV2ME; Accessories | 6712200 | 2.999%
LC1DT60AP7 | 3 POLES REVERSING CONT EVERLINK AC3 440V | 4676100 | PTCTR: Contactor D>18A, LC2D***, Contactor F, K, TESYS U; Capacitor Contactor ; EOCR; Overload relays, Control Relays, ElectromagneticRelay; Motor CB except range GV2ME; Accessories | 4539700 | 3.005%
LC1DT60AQ7 | 4P EVLK CONTACTOR 60A AC1 380VAC | 4676100 | PTCTR: Contactor D>18A, LC2D***, Contactor F, K, TESYS U; Capacitor Contactor ; EOCR; Overload relays, Control Relays, ElectromagneticRelay; Motor CB except range GV2ME; Accessories | 4539700 | 3.005%
LC1DT60AR7 | 4 POLE EVERLINK CONTACTOR AC1 415V 60 A | 4676100 | PTCTR: Contactor D>18A, LC2D***, Contactor F, K, TESYS U; Capacitor Contactor ; EOCR; Overload relays, Control Relays, ElectromagneticRelay; Motor CB except range GV2ME; Accessories | 4539700 | 3.005%
LC1DT60ARD | 4P EVLK CONTACTOR 60A AC1 440VDC | 6913500 | PTCTR: Contactor D>18A, LC2D***, Contactor F, K, TESYS U; Capacitor Contactor ; EOCR; Overload relays, Control Relays, ElectromagneticRelay; Motor CB except range GV2ME; Accessories | 6712200 | 2.999%
LC1DT60ASD | 4P EVLK CONTACTOR 60A AC1 72VDC | 6913500 | PTCTR: Contactor D>18A, LC2D***, Contactor F, K, TESYS U; Capacitor Contactor ; EOCR; Overload relays, Control Relays, ElectromagneticRelay; Motor CB except range GV2ME; Accessories | 6712200 | 2.999%
LC1DT60AU7 | 4 POLE EVERLINK CONTACTOR AC1 415V 60 A | 4676100 | PTCTR: Contactor D>18A, LC2D***, Contactor F, K, TESYS U; Capacitor Contactor ; EOCR; Overload relays, Control Relays, ElectromagneticRelay; Motor CB except range GV2ME; Accessories | 4539700 | 3.005%
LC1DT60AUD | 4P EVLK CONTACTOR 60A AC1 250VDC | 6913500 | PTCTR: Contactor D>18A, LC2D***, Contactor F, K, TESYS U; Capacitor Contactor ; EOCR; Overload relays, Control Relays, ElectromagneticRelay; Motor CB except range GV2ME; Accessories | 6712200 | 2.999%
LC1DT60AV7 | 4 POLE EVERLINK CONTACTOR AC1 415V 60 A | 4676100 | PTCTR: Contactor D>18A, LC2D***, Contactor F, K, TESYS U; Capacitor Contactor ; EOCR; Overload relays, Control Relays, ElectromagneticRelay; Motor CB except range GV2ME; Accessories | 4539700 | 3.005%
LC1DT80AB7 | 3 POLES REVERSING CONT EVERLINK AC3 440V | 6711100 | PTCTR: Contactor D>18A, LC2D***, Contactor F, K, TESYS U; Capacitor Contactor ; EOCR; Overload relays, Control Relays, ElectromagneticRelay; Motor CB except range GV2ME; Accessories | 6515300 | 3.005%
LC1DT80ABD | 4P EVERLINK CONTACTOR 80A AC1 24VDC | 9963800 | PTCTR: Contactor D>18A, LC2D***, Contactor F, K, TESYS U; Capacitor Contactor ; EOCR; Overload relays, Control Relays, ElectromagneticRelay; Motor CB except range GV2ME; Accessories | 9673400 | 3.002%
LC1DT80AD7 | 4P EVERLINK CONTACTOR 80A AC1 42VAC | 6711100 | PTCTR: Contactor D>18A, LC2D***, Contactor F, K, TESYS U; Capacitor Contactor ; EOCR; Overload relays, Control Relays, ElectromagneticRelay; Motor CB except range GV2ME; Accessories | 6515300 | 3.005%
LC1DT80AE7 | 4 POLE EVERLINK CONTACTOR AC1 415V 80 A | 6711100 | PTCTR: Contactor D>18A, LC2D***, Contactor F, K, TESYS U; Capacitor Contactor ; EOCR; Overload relays, Control Relays, ElectromagneticRelay; Motor CB except range GV2ME; Accessories | 6515300 | 3.005%
LC1DT80AED | 4P EVERLINK CONTACTOR 80A AC1 48VDC | 9963800 | PTCTR: Contactor D>18A, LC2D***, Contactor F, K, TESYS U; Capacitor Contactor ; EOCR; Overload relays, Control Relays, ElectromagneticRelay; Motor CB except range GV2ME; Accessories | 9673400 | 3.002%
LC1DT80AF7 | 4 POLE EVERLINK CONTACTOR AC1 415V 80 A | 6711100 | PTCTR: Contactor D>18A, LC2D***, Contactor F, K, TESYS U; Capacitor Contactor ; EOCR; Overload relays, Control Relays, ElectromagneticRelay; Motor CB except range GV2ME; Accessories | 6515300 | 3.005%
LC1DT80AFD | 4P EVERLINK CONTACTOR 80A AC1 110VDC | 9963800 | PTCTR: Contactor D>18A, LC2D***, Contactor F, K, TESYS U; Capacitor Contactor ; EOCR; Overload relays, Control Relays, ElectromagneticRelay; Motor CB except range GV2ME; Accessories | 9673400 | 3.002%
LC1DT80AGD | 4P EVERLINK CONTACTOR 80A AC1 125VDC | 9963800 | PTCTR: Contactor D>18A, LC2D***, Contactor F, K, TESYS U; Capacitor Contactor ; EOCR; Overload relays, Control Relays, ElectromagneticRelay; Motor CB except range GV2ME; Accessories | 9673400 | 3.002%
LC1DT80AJD | 4P EVERLINK CONTACTOR 80A AC1 12VDC | 9963800 | PTCTR: Contactor D>18A, LC2D***, Contactor F, K, TESYS U; Capacitor Contactor ; EOCR; Overload relays, Control Relays, ElectromagneticRelay; Motor CB except range GV2ME; Accessories | 9673400 | 3.002%
LC1DT80AM7 | 3 POLES REVERSING CONT EVERLINK AC3 440V | 6711100 | PTCTR: Contactor D>18A, LC2D***, Contactor F, K, TESYS U; Capacitor Contactor ; EOCR; Overload relays, Control Relays, ElectromagneticRelay; Motor CB except range GV2ME; Accessories | 6515300 | 3.005%
LC1DT80AMD | 4P EVERLINK CONTACTOR 80A AC1 220VDC | 9963800 | PTCTR: Contactor D>18A, LC2D***, Contactor F, K, TESYS U; Capacitor Contactor ; EOCR; Overload relays, Control Relays, ElectromagneticRelay; Motor CB except range GV2ME; Accessories | 9673400 | 3.002%
LC1DT80AN7 | 4P EVERLINK CONTACTOR 80A AC1 415VAC | 6711100 | PTCTR: Contactor D>18A, LC2D***, Contactor F, K, TESYS U; Capacitor Contactor ; EOCR; Overload relays, Control Relays, ElectromagneticRelay; Motor CB except range GV2ME; Accessories | 6515300 | 3.005%
LC1DT80AND | 4P EVERLINK CONTACTOR 80A AC1 60VDC | 9963800 | PTCTR: Contactor D>18A, LC2D***, Contactor F, K, TESYS U; Capacitor Contactor ; EOCR; Overload relays, Control Relays, ElectromagneticRelay; Motor CB except range GV2ME; Accessories | 9673400 | 3.002%
LC1DT80AP7 | 3 POLES REVERSING CONT EVERLINK AC3 440V | 6711100 | PTCTR: Contactor D>18A, LC2D***, Contactor F, K, TESYS U; Capacitor Contactor ; EOCR; Overload relays, Control Relays, ElectromagneticRelay; Motor CB except range GV2ME; Accessories | 6515300 | 3.005%
LC1DT80AQ7 | 4P EVERLINK CONTACTOR 80A AC1 380VAC | 6711100 | PTCTR: Contactor D>18A, LC2D***, Contactor F, K, TESYS U; Capacitor Contactor ; EOCR; Overload relays, Control Relays, ElectromagneticRelay; Motor CB except range GV2ME; Accessories | 6515300 | 3.005%
LC1DT80AR7 | 4P EVERLINK CONTACTOR 80A AC1 440VAC | 6711100 | PTCTR: Contactor D>18A, LC2D***, Contactor F, K, TESYS U; Capacitor Contactor ; EOCR; Overload relays, Control Relays, ElectromagneticRelay; Motor CB except range GV2ME; Accessories | 6515300 | 3.005%
LC1DT80ARD | 4P EVERLINK CONTACTOR 80A AC1 440VDC | 9963800 | PTCTR: Contactor D>18A, LC2D***, Contactor F, K, TESYS U; Capacitor Contactor ; EOCR; Overload relays, Control Relays, ElectromagneticRelay; Motor CB except range GV2ME; Accessories | 9673400 | 3.002%
LC1DT80ASD | 4P EVERLINK CONTACTOR 80A AC1 72VDC | 9963800 | PTCTR: Contactor D>18A, LC2D***, Contactor F, K, TESYS U; Capacitor Contactor ; EOCR; Overload relays, Control Relays, ElectromagneticRelay; Motor CB except range GV2ME; Accessories | 9673400 | 3.002%
LC1DT80AU7 | 4 POLE EVERLINK CONTACTOR AC1 415V 80 A | 6711100 | PTCTR: Contactor D>18A, LC2D***, Contactor F, K, TESYS U; Capacitor Contactor ; EOCR; Overload relays, Control Relays, ElectromagneticRelay; Motor CB except range GV2ME; Accessories | 6515300 | 3.005%
LC1DT80AUD | 4P EVERLINK CONTACTOR 80A AC1 250VDC | 9963800 | PTCTR: Contactor D>18A, LC2D***, Contactor F, K, TESYS U; Capacitor Contactor ; EOCR; Overload relays, Control Relays, ElectromagneticRelay; Motor CB except range GV2ME; Accessories | 9673400 | 3.002%
LC1DT80AV7 | 4P EVERLINK CONTACTOR 80A AC1 400VAC | 6711100 | PTCTR: Contactor D>18A, LC2D***, Contactor F, K, TESYS U; Capacitor Contactor ; EOCR; Overload relays, Control Relays, ElectromagneticRelay; Motor CB except range GV2ME; Accessories | 6515300 | 3.005%
LC1DTKB7 | CONTACTOR 40KVAR COIL 24V 50/60HZ | 5922400 | PTCTR: Contactor D>18A, LC2D***, Contactor F, K, TESYS U; Capacitor Contactor ; EOCR; Overload relays, Control Relays, ElectromagneticRelay; Motor CB except range GV2ME; Accessories | 5640800 | 4.992%
LC1DTKE7 | CONTACTOR 40KVAR COIL 48V 50/60HZ | 5922400 | PTCTR: Contactor D>18A, LC2D***, Contactor F, K, TESYS U; Capacitor Contactor ; EOCR; Overload relays, Control Relays, ElectromagneticRelay; Motor CB except range GV2ME; Accessories | 5640800 | 4.992%
LC1DTKF7 | CONTACTOR 40KVAR COIL 110V 50/60HZ | 5922400 | PTCTR: Contactor D>18A, LC2D***, Contactor F, K, TESYS U; Capacitor Contactor ; EOCR; Overload relays, Control Relays, ElectromagneticRelay; Motor CB except range GV2ME; Accessories | 5640800 | 4.992%
LC1DTKG7 | CONTACTOR 40KVAR COIL 120V 50/60HZ | 5922400 | PTCTR: Contactor D>18A, LC2D***, Contactor F, K, TESYS U; Capacitor Contactor ; EOCR; Overload relays, Control Relays, ElectromagneticRelay; Motor CB except range GV2ME; Accessories | 5640800 | 4.992%
LC1DTKM7 | CONTACTOR 40KVAR COIL 220V 50/60HZ | 5922400 | PTCTR: Contactor D>18A, LC2D***, Contactor F, K, TESYS U; Capacitor Contactor ; EOCR; Overload relays, Control Relays, ElectromagneticRelay; Motor CB except range GV2ME; Accessories | 5640800 | 4.992%
LC1DTKN7 | CONTACTOR 40KVAR COIL 415V 50/60HZ | 5922400 | PTCTR: Contactor D>18A, LC2D***, Contactor F, K, TESYS U; Capacitor Contactor ; EOCR; Overload relays, Control Relays, ElectromagneticRelay; Motor CB except range GV2ME; Accessories | 5640800 | 4.992%
LC1DTKP7 | CONTACTOR 40KVAR COIL 230V 50/60HZ | 5922400 | PTCTR: Contactor D>18A, LC2D***, Contactor F, K, TESYS U; Capacitor Contactor ; EOCR; Overload relays, Control Relays, ElectromagneticRelay; Motor CB except range GV2ME; Accessories | 5640800 | 4.992%
LC1DTKQ7 | CONTACTOR 40KVAR COIL 380V 50/60HZ | 5922400 | PTCTR: Contactor D>18A, LC2D***, Contactor F, K, TESYS U; Capacitor Contactor ; EOCR; Overload relays, Control Relays, ElectromagneticRelay; Motor CB except range GV2ME; Accessories | 5640800 | 4.992%
LC1DTKR7 | CONTACTOR 40KVAR COIL 440V 50/60HZ | 5922400 | PTCTR: Contactor D>18A, LC2D***, Contactor F, K, TESYS U; Capacitor Contactor ; EOCR; Overload relays, Control Relays, ElectromagneticRelay; Motor CB except range GV2ME; Accessories | 5640800 | 4.992%
LC1DTKU7 | CONTACTOR 40KVAR COIL 240V 50/60HZ | 5922400 | PTCTR: Contactor D>18A, LC2D***, Contactor F, K, TESYS U; Capacitor Contactor ; EOCR; Overload relays, Control Relays, ElectromagneticRelay; Motor CB except range GV2ME; Accessories | 5640800 | 4.992%
LC1DTKV7 | CONTACTOR 40KVAR COIL 400V 50/60HZ | 5922400 | PTCTR: Contactor D>18A, LC2D***, Contactor F, K, TESYS U; Capacitor Contactor ; EOCR; Overload relays, Control Relays, ElectromagneticRelay; Motor CB except range GV2ME; Accessories | 5640800 | 4.992%
LC1DWK12B7 | CAPACITOR SWITCHING | 6812300 | PTCTR: Contactor D>18A, LC2D***, Contactor F, K, TESYS U; Capacitor Contactor ; EOCR; Overload relays, Control Relays, ElectromagneticRelay; Motor CB except range GV2ME; Accessories | 6487800 | 5.002%
LC1DWK12E7 | CAPACITOR SWITCHING | 6812300 | PTCTR: Contactor D>18A, LC2D***, Contactor F, K, TESYS U; Capacitor Contactor ; EOCR; Overload relays, Control Relays, ElectromagneticRelay; Motor CB except range GV2ME; Accessories | 6487800 | 5.002%
LC1DWK12F7 | CONT CAPACIT 60KVAR 415VAC COIL 110VAC | 6812300 | PTCTR: Contactor D>18A, LC2D***, Contactor F, K, TESYS U; Capacitor Contactor ; EOCR; Overload relays, Control Relays, ElectromagneticRelay; Motor CB except range GV2ME; Accessories | 6487800 | 5.002%
LC1DWK12M7 | CAPACITOR SWITCHING | 6812300 | PTCTR: Contactor D>18A, LC2D***, Contactor F, K, TESYS U; Capacitor Contactor ; EOCR; Overload relays, Control Relays, ElectromagneticRelay; Motor CB except range GV2ME; Accessories | 6487800 | 5.002%
LC1DWK12N7 | CONT CAPACIT 60KVAR 415VAC COIL 415VAC | 6812300 | PTCTR: Contactor D>18A, LC2D***, Contactor F, K, TESYS U; Capacitor Contactor ; EOCR; Overload relays, Control Relays, ElectromagneticRelay; Motor CB except range GV2ME; Accessories | 6487800 | 5.002%
LC1DWK12P7 | CAPACITOR SWITCHING | 6812300 | PTCTR: Contactor D>18A, LC2D***, Contactor F, K, TESYS U; Capacitor Contactor ; EOCR; Overload relays, Control Relays, ElectromagneticRelay; Motor CB except range GV2ME; Accessories | 6487800 | 5.002%
LC1DWK12Q7 | CAPACITOR SWITCHING | 6812300 | PTCTR: Contactor D>18A, LC2D***, Contactor F, K, TESYS U; Capacitor Contactor ; EOCR; Overload relays, Control Relays, ElectromagneticRelay; Motor CB except range GV2ME; Accessories | 6487800 | 5.002%
LC1DWK12R7 | CAPACITOR SWITCHING | 6812300 | PTCTR: Contactor D>18A, LC2D***, Contactor F, K, TESYS U; Capacitor Contactor ; EOCR; Overload relays, Control Relays, ElectromagneticRelay; Motor CB except range GV2ME; Accessories | 6487800 | 5.002%
LC1DWK12U7 | CONT CAPACIT 60KVAR 415VAC COIL 240VAC | 6812300 | PTCTR: Contactor D>18A, LC2D***, Contactor F, K, TESYS U; Capacitor Contactor ; EOCR; Overload relays, Control Relays, ElectromagneticRelay; Motor CB except range GV2ME; Accessories | 6487800 | 5.002%
LC1DWK12V7 | CAPACITOR SWITCHING | 6812300 | PTCTR: Contactor D>18A, LC2D***, Contactor F, K, TESYS U; Capacitor Contactor ; EOCR; Overload relays, Control Relays, ElectromagneticRelay; Motor CB except range GV2ME; Accessories | 6487800 | 5.002%
LC1E0601B5 | 3P CONTACTOR TESYS E 1NC 2,2KW | 268400 | PTCTR: Easypact TVS | 260700 | 2.954%
LC1E0601B6 | 3P CONTACTOR TESYS E 1NC 2,2KW | 268400 | PTCTR: Easypact TVS | 260700 | 2.954%
LC1E0601E5 | 3P CONTACTOR TESYS E 1NC 2,2KW 48VAC | 268400 | PTCTR: Easypact TVS | 260700 | 2.954%
LC1E0601F5 | 3P CONTACTOR TESYS E 1NC 2,2KW 110VAC | 268400 | PTCTR: Easypact TVS | 260700 | 2.954%
LC1E0601F6 | 3P CONTACTOR TESYS E 1NC 2,2KW 110VAC | 268400 | PTCTR: Easypact TVS | 260700 | 2.954%
LC1E0601M5 | 3P CONTACTOR TESYS E 1NC 2,2KW 220VAC | 268400 | PTCTR: Easypact TVS | 260700 | 2.954%
LC1E0601M6 | 3P CONTACTOR TESYS E 1NC 2,2KW 220VAC | 268400 | PTCTR: Easypact TVS | 260700 | 2.954%
LC1E0601N5 | 3P CONTACTOR TESYS E 1NC 2,2KW 415VAC | 268400 | PTCTR: Easypact TVS | 260700 | 2.954%
LC1E0601Q5 | 3P CONTACTOR TESYS E 1NC 2,2KW 380VAC | 268400 | PTCTR: Easypact TVS | 260700 | 2.954%
LC1E0601Q6 | 3P CONTACTOR TESYS E 1NC 2,2KW 380VAC | 268400 | PTCTR: Easypact TVS | 260700 | 2.954%
LC1E0601R5 | 3P CONTACTOR TESYS E 1NC 2,2KW 440VAC | 268400 | PTCTR: Easypact TVS | 260700 | 2.954%
LC1E0601R6 | 3P CONTACTOR TESYS E 1NC 2,2KW 440VAC | 268400 | PTCTR: Easypact TVS | 260700 | 2.954%
LC1E0601U5 | 3P CONTACTOR TESYS E 1NC 2,2KW 240VAC | 268400 | PTCTR: Easypact TVS | 260700 | 2.954%
LC1E0610B5 | 3P CONTACTOR TESYS E 1NO 2,2KW | 268400 | PTCTR: Easypact TVS | 260700 | 2.954%
LC1E0610B6 | 3P CONTACTOR TESYS E 1NO 2,2KW | 268400 | PTCTR: Easypact TVS | 260700 | 2.954%
LC1E0610E5 | 3P CONTACTOR TESYS E 1NO 2,2KW 48VAC | 268400 | PTCTR: Easypact TVS | 260700 | 2.954%
LC1E0610F5 | 3P CONTACTOR TESYS E 1NO 2,2KW 110VAC | 268400 | PTCTR: Easypact TVS | 260700 | 2.954%
LC1E0610F6 | 3P CONTACTOR TESYS E 1NO 2,2KW 110VAC | 268400 | PTCTR: Easypact TVS | 260700 | 2.954%
LC1E0610M5 | 3P CONTACTOR TESYS E 1NO 2,2KW 220VAC | 268400 | PTCTR: Easypact TVS | 260700 | 2.954%
LC1E0610M6 | 3P CONTACTOR TESYS E 1NO 2,2KW 220VAC | 268400 | PTCTR: Easypact TVS | 260700 | 2.954%
LC1E0610N5 | 3P CONTACTOR TESYS E 1NO 2,2KW 415VAC | 268400 | PTCTR: Easypact TVS | 260700 | 2.954%
LC1E0610Q5 | 3P CONTACTOR TESYS E 1NO 2,2KW 380VAC | 268400 | PTCTR: Easypact TVS | 260700 | 2.954%
LC1E0610Q6 | 3P CONTACTOR TESYS E 1NO 2,2KW 380VAC | 268400 | PTCTR: Easypact TVS | 260700 | 2.954%
LC1E0610R5 | 3P CONTACTOR TESYS E 1NO 2,2KW 440VAC | 268400 | PTCTR: Easypact TVS | 260700 | 2.954%
LC1E0610R6 | 3P CONTACTOR TESYS E 1NO 2,2KW 440VAC | 268400 | PTCTR: Easypact TVS | 260700 | 2.954%
LC1E0610U5 | 3P CONTACTOR TESYS E 1NO 2,2KW 240VAC | 268400 | PTCTR: Easypact TVS | 260700 | 2.954%
LC1E0901B5 | 3P CONTACTOR TESYS E 1NC 4KW | 309100 | PTCTR: Easypact TVS | 300300 | 2.93%
LC1E0901B6 | 3P CONTACTOR TESYS E 1NC 4KW | 309100 | PTCTR: Easypact TVS | 300300 | 2.93%
LC1E0901E5 | 3P CONTACTOR TESYS E 1NC 4KW 48VAC | 309100 | PTCTR: Easypact TVS | 300300 | 2.93%
LC1E0901F5 | 3P CONTACTOR TESYS E 1NC 4KW 110VAC | 309100 | PTCTR: Easypact TVS | 300300 | 2.93%
LC1E0901F6 | 3P CONTACTOR TESYS E 1NC 4KW 110VAC | 309100 | PTCTR: Easypact TVS | 300300 | 2.93%
LC1E0901M5 | 3P CONTACTOR TESYS E 1NC 4KW 220VAC | 309100 | PTCTR: Easypact TVS | 300300 | 2.93%
LC1E0901M6 | 3P CONTACTOR TESYS E 1NC 4KW 220VAC | 309100 | PTCTR: Easypact TVS | 300300 | 2.93%
LC1E0901N5 | 3P CONTACTOR TESYS E 1NC 4KW 415VAC | 309100 | PTCTR: Easypact TVS | 300300 | 2.93%
LC1E0901Q5 | 3P CONTACTOR TESYS E 1NC 4KW 380VAC | 309100 | PTCTR: Easypact TVS | 300300 | 2.93%
LC1E0901Q6 | 3P CONTACTOR TESYS E 1NC 4KW 380VAC | 309100 | PTCTR: Easypact TVS | 300300 | 2.93%
LC1E0901R5 | 3P CONTACTOR TESYS E 1NC 4KW 440VAC | 309100 | PTCTR: Easypact TVS | 300300 | 2.93%
LC1E0901R6 | 3P CONTACTOR TESYS E 1NC 4KW 440VAC | 309100 | PTCTR: Easypact TVS | 300300 | 2.93%
LC1E0901U5 | 3P CONTACTOR TESYS E 1NC 4KW 240VAC | 309100 | PTCTR: Easypact TVS | 300300 | 2.93%
LC1E0910B5 | 3P CONTACTOR TESYS E 1NO 4KW | 309100 | PTCTR: Easypact TVS | 300300 | 2.93%
LC1E0910B6 | 3P CONTACTOR TESYS E 1NO 4KW | 309100 | PTCTR: Easypact TVS | 300300 | 2.93%
LC1E0910E5 | 3P CONTACTOR TESYS E 1NO 4KW 48VAC | 309100 | PTCTR: Easypact TVS | 300300 | 2.93%
LC1E0910F5 | 3P CONTACTOR TESYS E 1NO 4KW 110VAC | 309100 | PTCTR: Easypact TVS | 300300 | 2.93%
LC1E0910F6 | 3P CONTACTOR TESYS E 1NO 4KW 110VAC | 309100 | PTCTR: Easypact TVS | 300300 | 2.93%
LC1E0910M5 | 3P CONTACTOR TESYS E 1NO 4KW 220VAC | 309100 | PTCTR: Easypact TVS | 300300 | 2.93%
LC1E0910M6 | 3P CONTACTOR TESYS E 1NO 4KW 220VAC | 309100 | PTCTR: Easypact TVS | 300300 | 2.93%
LC1E0910N5 | 3P CONTACTOR TESYS E 1NO 4KW 415VAC | 309100 | PTCTR: Easypact TVS | 300300 | 2.93%
LC1E0910Q5 | 3P CONTACTOR TESYS E 1NO 4KW 380VAC | 309100 | PTCTR: Easypact TVS | 300300 | 2.93%
LC1E0910Q6 | 3P CONTACTOR TESYS E 1NO 4KW 380VAC | 309100 | PTCTR: Easypact TVS | 300300 | 2.93%
LC1E0910R5 | 3P CONTACTOR TESYS E 1NO 4KW 440VAC | 309100 | PTCTR: Easypact TVS | 300300 | 2.93%
LC1E0910R6 | 3P CONTACTOR TESYS E 1NO 4KW 440VAC | 309100 | PTCTR: Easypact TVS | 300300 | 2.93%
LC1E0910U5 | 3P CONTACTOR TESYS E 1NO 4KW 240VAC | 309100 | PTCTR: Easypact TVS | 300300 | 2.93%
LC1E1201B5 | 3P CONTACTOR TESYS E 1NC 5,5KW | 349800 | PTCTR: Easypact TVS | 339900 | 2.913%
LC1E1201B6 | 3P CONTACTOR TESYS E 1NC 5,5KW | 349800 | PTCTR: Easypact TVS | 339900 | 2.913%
LC1E1201E5 | 3P CONTACTOR TESYS E 1NC 5,5KW 48VAC | 349800 | PTCTR: Easypact TVS | 339900 | 2.913%
LC1E1201F5 | 3P CONTACTOR TESYS E 1NC 5,5KW 110VAC | 349800 | PTCTR: Easypact TVS | 339900 | 2.913%
LC1E1201F6 | 3P CONTACTOR TESYS E 1NC 5,5KW 110VAC | 349800 | PTCTR: Easypact TVS | 339900 | 2.913%
LC1E1201M5 | 3P CONTACTOR TESYS E 1NC 5,5KW 220VAC | 349800 | PTCTR: Easypact TVS | 339900 | 2.913%
LC1E1201M6 | 3P CONTACTOR TESYS E 1NC 5,5KW 220VAC | 349800 | PTCTR: Easypact TVS | 339900 | 2.913%
LC1E1201N5 | 3P CONTACTOR TESYS E 1NC 5,5KW 415VAC | 349800 | PTCTR: Easypact TVS | 339900 | 2.913%
LC1E1201Q5 | 3P CONTACTOR TESYS E 1NC 5,5KW 380VAC | 349800 | PTCTR: Easypact TVS | 339900 | 2.913%
LC1E1201Q6 | 3P CONTACTOR TESYS E 1NC 5,5KW 380VAC | 349800 | PTCTR: Easypact TVS | 339900 | 2.913%
LC1E1201R5 | 3P CONTACTOR TESYS E 1NC 5,5KW 440VAC | 349800 | PTCTR: Easypact TVS | 339900 | 2.913%
LC1E1201R6 | 3P CONTACTOR TESYS E 1NC 5,5KW 440VAC | 349800 | PTCTR: Easypact TVS | 339900 | 2.913%
LC1E1201U5 | 3P CONTACTOR TESYS E 1NC 5,5KW 240VAC | 349800 | PTCTR: Easypact TVS | 339900 | 2.913%
LC1E120B5 | 3P CONTACTOR TESYS E 55KW | 2534400 | PTCTR: Easypact TVS | 2460700 | 2.995%
LC1E120E5 | 3P CONTACTOR TESYS E 55KW 48VAC | 2534400 | PTCTR: Easypact TVS | 2460700 | 2.995%
LC1E120F5 | 3P CONTACTOR TESYS E 55KW 110V | 2534400 | PTCTR: Easypact TVS | 2460700 | 2.995%
LC1E120M5 | 3P CONTACTOR TESYS E 55KW 220V | 2534400 | PTCTR: Easypact TVS | 2460700 | 2.995%
LC1E120N5 | 3P CONTACTOR TESYS E 55KW 415V | 2534400 | PTCTR: Easypact TVS | 2460700 | 2.995%
LC1E120Q5 | 3P CONTACTOR TESYS E 55KW 380V | 2534400 | PTCTR: Easypact TVS | 2460700 | 2.995%
LC1E120R5 | 3P CONTACTOR TESYS E 55KW 440V | 2534400 | PTCTR: Easypact TVS | 2460700 | 2.995%
LC1E120U5 | 3P CONTACTOR TESYS E 55KW 240V | 2534400 | PTCTR: Easypact TVS | 2460700 | 2.995%
LC1E1210B5 | 3P CONTACTOR TESYS E 1NO 5,5KW | 349800 | PTCTR: Easypact TVS | 339900 | 2.913%
LC1E1210B6 | 3P CONTACTOR TESYS E 1NO 5,5KW | 349800 | PTCTR: Easypact TVS | 339900 | 2.913%
LC1E1210E5 | 3P CONTACTOR TESYS E 1NO 5,5KW 48VAC | 349800 | PTCTR: Easypact TVS | 339900 | 2.913%
LC1E1210F5 | 3P CONTACTOR TESYS E 1NO 5,5KW 110VAC | 349800 | PTCTR: Easypact TVS | 339900 | 2.913%
LC1E1210F6 | 3P CONTACTOR TESYS E 1NO 5,5KW 110VAC | 349800 | PTCTR: Easypact TVS | 339900 | 2.913%
LC1E1210M5 | 3P CONTACTOR TESYS E 1NO 5,5KW 220VAC | 349800 | PTCTR: Easypact TVS | 339900 | 2.913%
LC1E1210M6 | 3P CONTACTOR TESYS E 1NO 5,5KW 220VAC | 349800 | PTCTR: Easypact TVS | 339900 | 2.913%
LC1E1210N5 | 3P CONTACTOR TESYS E 1NO 5,5KW 415VAC | 349800 | PTCTR: Easypact TVS | 339900 | 2.913%
LC1E1210Q5 | 3P CONTACTOR TESYS E 1NO 5,5KW 380VAC | 349800 | PTCTR: Easypact TVS | 339900 | 2.913%
LC1E1210Q6 | 3P CONTACTOR TESYS E 1NO 5,5KW 380VAC | 349800 | PTCTR: Easypact TVS | 339900 | 2.913%
LC1E1210R5 | 3P CONTACTOR TESYS E 1NO 5,5KW 440VAC | 349800 | PTCTR: Easypact TVS | 339900 | 2.913%
LC1E1210R6 | 3P CONTACTOR TESYS E 1NO 5,5KW 440VAC | 349800 | PTCTR: Easypact TVS | 339900 | 2.913%
LC1E1210U5 | 3P CONTACTOR TESYS E 1NO 5,5KW 240VAC | 349800 | PTCTR: Easypact TVS | 339900 | 2.913%
LC1E160B5 | 3P CONTACTOR TESYS E 90KW | 5509900 | PTCTR: Easypact TVS | 5349300 | 3.002%
LC1E160E5 | 3P CONTACTOR TESYS E 90KW 48VAC | 5509900 | PTCTR: Easypact TVS | 5349300 | 3.002%
LC1E160F5 | 3P CONTACTOR TESYS E 90KW 110V | 5509900 | PTCTR: Easypact TVS | 5349300 | 3.002%
LC1E160M5 | 3P CONTACTOR TESYS E 90KW 220V | 5509900 | PTCTR: Easypact TVS | 5349300 | 3.002%
LC1E160N5 | 3P CONTACTOR TESYS E 90KW 415V | 5509900 | PTCTR: Easypact TVS | 5349300 | 3.002%
LC1E160Q5 | 3P CONTACTOR TESYS E 90KW 380V | 5509900 | PTCTR: Easypact TVS | 5349300 | 3.002%
LC1E160R5 | 3P CONTACTOR TESYS E 90KW 440V | 5509900 | PTCTR: Easypact TVS | 5349300 | 3.002%
LC1E160U5 | 3P CONTACTOR TESYS E 90KW 240V | 5509900 | PTCTR: Easypact TVS | 5349300 | 3.002%
LC1E1801B5 | 3P CONTACTOR TESYS E 1NC 7,5KW | 518100 | PTCTR: Easypact TVS | 502700 | 3.063%
LC1E1801B6 | 3P CONTACTOR TESYS E 1NC 7,5KW | 518100 | PTCTR: Easypact TVS | 502700 | 3.063%
LC1E1801E5 | 3P CONTACTOR TESYS E 1NC 7,5KW 48VAC | 518100 | PTCTR: Easypact TVS | 502700 | 3.063%
LC1E1801F5 | 3P CONTACTOR TESYS E 1NC 7,5KW 110VAC | 518100 | PTCTR: Easypact TVS | 502700 | 3.063%
LC1E1801F6 | 3P CONTACTOR TESYS E 1NC 7,5KW 110VAC | 518100 | PTCTR: Easypact TVS | 502700 | 3.063%
LC1E1801M5 | 3P CONTACTOR TESYS E 1NC 7,5KW 220VAC | 518100 | PTCTR: Easypact TVS | 502700 | 3.063%
LC1E1801M6 | 3P CONTACTOR TESYS E 1NC 7,5KW 220VAC | 518100 | PTCTR: Easypact TVS | 502700 | 3.063%
LC1E1801N5 | 3P CONTACTOR TESYS E 1NC 7,5KW 415VAC | 518100 | PTCTR: Easypact TVS | 502700 | 3.063%
LC1E1801Q5 | 3P CONTACTOR TESYS E 1NC 7,5KW 380VAC | 518100 | PTCTR: Easypact TVS | 502700 | 3.063%
LC1E1801Q6 | 3P CONTACTOR TESYS E 1NC 7,5KW 380VAC | 518100 | PTCTR: Easypact TVS | 502700 | 3.063%
LC1E1801R5 | 3P CONTACTOR TESYS E 1NC 7,5KW 440VAC | 518100 | PTCTR: Easypact TVS | 502700 | 3.063%
LC1E1801R6 | 3P CONTACTOR TESYS E 1NC 7,5KW 440VAC | 518100 | PTCTR: Easypact TVS | 502700 | 3.063%
LC1E1801U5 | 3P CONTACTOR TESYS E 1NC 7,5KW 240VAC | 518100 | PTCTR: Easypact TVS | 502700 | 3.063%
LC1E1810B5 | 3P CONTACTOR TESYS E 1NO 7,5KW | 518100 | PTCTR: Easypact TVS | 502700 | 3.063%
LC1E1810B6 | 3P CONTACTOR TESYS E 1NO 7,5KW | 518100 | PTCTR: Easypact TVS | 502700 | 3.063%
LC1E1810E5 | 3P CONTACTOR TESYS E 1NO 7,5KW 48VAC | 518100 | PTCTR: Easypact TVS | 502700 | 3.063%
LC1E1810F5 | 3P CONTACTOR TESYS E 1NO 7,5KW 110VAC | 518100 | PTCTR: Easypact TVS | 502700 | 3.063%
LC1E1810F6 | 3P CONTACTOR TESYS E 1NO 7,5KW 110VAC | 518100 | PTCTR: Easypact TVS | 502700 | 3.063%
LC1E1810M5 | 3P CONTACTOR TESYS E 1NO 7,5KW 220VAC | 518100 | PTCTR: Easypact TVS | 502700 | 3.063%
LC1E1810M6 | 3P CONTACTOR TESYS E 1NO 7,5KW 220VAC | 518100 | PTCTR: Easypact TVS | 502700 | 3.063%
LC1E1810N5 | 3P CONTACTOR TESYS E 1NO 7,5KW 415VAC | 518100 | PTCTR: Easypact TVS | 502700 | 3.063%
LC1E1810Q5 | 3P CONTACTOR TESYS E 1NO 7,5KW 380VAC | 518100 | PTCTR: Easypact TVS | 502700 | 3.063%
LC1E1810Q6 | 3P CONTACTOR TESYS E 1NO 7,5KW 380VAC | 518100 | PTCTR: Easypact TVS | 502700 | 3.063%
LC1E1810R5 | 3P CONTACTOR TESYS E 1NO 7,5KW 440VAC | 518100 | PTCTR: Easypact TVS | 502700 | 3.063%
LC1E1810R6 | 3P CONTACTOR TESYS E 1NO 7,5KW 440VAC | 518100 | PTCTR: Easypact TVS | 502700 | 3.063%
LC1E1810U5 | 3P CONTACTOR TESYS E 1NO 7,5KW 240VAC | 518100 | PTCTR: Easypact TVS | 502700 | 3.063%
LC1E200B5 | 3P CONTACTOR TESYS E 110KW | 6041200 | PTCTR: Easypact TVS | 5865200 | 3.001%
LC1E200E5 | 3P CONTACTOR TESYS E 110KW 48VAC | 6041200 | PTCTR: Easypact TVS | 5865200 | 3.001%
LC1E200F5 | 3P CONTACTOR TESYS E 110KW 110V | 6041200 | PTCTR: Easypact TVS | 5865200 | 3.001%
LC1E200M5 | 3P CONTACTOR TESYS E 110KW 220V | 6041200 | PTCTR: Easypact TVS | 5865200 | 3.001%
LC1E200N5 | 3P CONTACTOR TESYS E 110KW 415V | 6041200 | PTCTR: Easypact TVS | 5865200 | 3.001%
LC1E200Q5 | 3P CONTACTOR TESYS E 110KW 380V | 6041200 | PTCTR: Easypact TVS | 5865200 | 3.001%
LC1E200R5 | 3P CONTACTOR TESYS E 110KW 440V | 6041200 | PTCTR: Easypact TVS | 5865200 | 3.001%
LC1E200U5 | 3P CONTACTOR TESYS E 110KW 240V | 6041200 | PTCTR: Easypact TVS | 5865200 | 3.001%
LC1E2501B5 | 3P CONTACTOR TESYS E 1NC 11KW | 631400 | PTCTR: Easypact TVS | 612700 | 3.052%
LC1E2501B6 | 3P CONTACTOR TESYS E 1NC 11KW | 631400 | PTCTR: Easypact TVS | 612700 | 3.052%
LC1E2501E5 | 3P CONTACTOR TESYS E 1NC 11KW 48VAC | 631400 | PTCTR: Easypact TVS | 612700 | 3.052%
LC1E2501F5 | 3P CONTACTOR TESYS E 1NC 11KW 110VAC | 631400 | PTCTR: Easypact TVS | 612700 | 3.052%
LC1E2501F6 | 3P CONTACTOR TESYS E 1NC 11KW 110VAC | 631400 | PTCTR: Easypact TVS | 612700 | 3.052%
LC1E2501M5 | 3P CONTACTOR TESYS E 1NC 11KW 220VAC | 631400 | PTCTR: Easypact TVS | 612700 | 3.052%
LC1E2501M6 | 3P CONTACTOR TESYS E 1NC 11KW 220VAC | 631400 | PTCTR: Easypact TVS | 612700 | 3.052%
LC1E2501N5 | 3P CONTACTOR TESYS E 1NC 11KW 415VAC | 631400 | PTCTR: Easypact TVS | 612700 | 3.052%
LC1E2501Q5 | 3P CONTACTOR TESYS E 1NC 11KW 380VAC | 631400 | PTCTR: Easypact TVS | 612700 | 3.052%
LC1E2501Q6 | 3P CONTACTOR TESYS E 1NC 11KW 380VAC | 631400 | PTCTR: Easypact TVS | 612700 | 3.052%
LC1E2501R5 | 3P CONTACTOR TESYS E 1NC 11KW 440VAC | 631400 | PTCTR: Easypact TVS | 612700 | 3.052%
LC1E2501R6 | 3P CONTACTOR TESYS E 1NC 11KW 440VAC | 631400 | PTCTR: Easypact TVS | 612700 | 3.052%
LC1E2501U5 | 3P CONTACTOR TESYS E 1NC 11KW 240VAC | 631400 | PTCTR: Easypact TVS | 612700 | 3.052%
LC1E250B5 | 3P CONTACTOR TESYS E 132KW | 8531600 | PTCTR: Easypact TVS | 8283000 | 3.001%
LC1E250E5 | 3P CONTACTOR TESYS E 132KW 48VAC | 8531600 | PTCTR: Easypact TVS | 8283000 | 3.001%
LC1E250F5 | 3P CONTACTOR TESYS E 132KW 110V | 8531600 | PTCTR: Easypact TVS | 8283000 | 3.001%
LC1E250M5 | 3P CONTACTOR TESYS E 132KW 220V | 8531600 | PTCTR: Easypact TVS | 8283000 | 3.001%
LC1E250N5 | 3P CONTACTOR TESYS E 132KW 415V | 8531600 | PTCTR: Easypact TVS | 8283000 | 3.001%
LC1E250Q5 | 3P CONTACTOR TESYS E 132KW 380V | 8531600 | PTCTR: Easypact TVS | 8283000 | 3.001%
LC1E250R5 | 3P CONTACTOR TESYS E 132KW 440V | 8531600 | PTCTR: Easypact TVS | 8283000 | 3.001%
LC1E250U5 | 3P CONTACTOR TESYS E 132KW 240V | 8531600 | PTCTR: Easypact TVS | 8283000 | 3.001%
LC1E2510B5 | 3P CONTACTOR TESYS E 1NO 11KW | 631400 | PTCTR: Easypact TVS | 612700 | 3.052%
LC1E2510B6 | 3P CONTACTOR TESYS E 1NO 11KW | 631400 | PTCTR: Easypact TVS | 612700 | 3.052%
LC1E2510E5 | 3P CONTACTOR TESYS E 1NO 11KW 48VAC | 631400 | PTCTR: Easypact TVS | 612700 | 3.052%
LC1E2510F5 | 3P CONTACTOR TESYS E 1NO 11KW 110VAC | 631400 | PTCTR: Easypact TVS | 612700 | 3.052%
LC1E2510F6 | 3P CONTACTOR TESYS E 1NO 11KW 110VAC | 631400 | PTCTR: Easypact TVS | 612700 | 3.052%
LC1E2510M5 | 3P CONTACTOR TESYS E 1NO 11KW 220VAC | 631400 | PTCTR: Easypact TVS | 612700 | 3.052%
LC1E2510M6 | 3P CONTACTOR TESYS E 1NO 11KW 220VAC | 631400 | PTCTR: Easypact TVS | 612700 | 3.052%
LC1E2510N5 | 3P CONTACTOR TESYS E 1NO 11KW 415VAC | 631400 | PTCTR: Easypact TVS | 612700 | 3.052%
LC1E2510Q5 | 3P CONTACTOR TESYS E 1NO 11KW 380VAC | 631400 | PTCTR: Easypact TVS | 612700 | 3.052%
LC1E2510Q6 | 3P CONTACTOR TESYS E 1NO 11KW 380VAC | 631400 | PTCTR: Easypact TVS | 612700 | 3.052%
LC1E2510R5 | 3P CONTACTOR TESYS E 1NO 11KW 440VAC | 631400 | PTCTR: Easypact TVS | 612700 | 3.052%
LC1E2510R6 | 3P CONTACTOR TESYS E 1NO 11KW 440VAC | 631400 | PTCTR: Easypact TVS | 612700 | 3.052%
LC1E2510U5 | 3P CONTACTOR TESYS E 1NO 11KW 240VAC | 631400 | PTCTR: Easypact TVS | 612700 | 3.052%
LC1E300B5 | 3P CONTACTOR TESYS E 160KW | 10246500 | PTCTR: Easypact TVS | 9948400 | 2.996%
LC1E300E5 | 3P CONTACTOR TESYS E 160KW 48VAC | 10246500 | PTCTR: Easypact TVS | 9948400 | 2.996%
LC1E300F5 | 3P CONTACTOR TESYS E 160KW 110V | 10246500 | PTCTR: Easypact TVS | 9948400 | 2.996%
LC1E300M5 | 3P CONTACTOR TESYS E 160KW 220V | 10246500 | PTCTR: Easypact TVS | 9948400 | 2.996%
LC1E300N5 | 3P CONTACTOR TESYS E 160KW 415V | 10246500 | PTCTR: Easypact TVS | 9948400 | 2.996%
LC1E300Q5 | 3P CONTACTOR TESYS E 160KW 380V | 10246500 | PTCTR: Easypact TVS | 9948400 | 2.996%
LC1E300R5 | 3P CONTACTOR TESYS E 160KW 440V | 10246500 | PTCTR: Easypact TVS | 9948400 | 2.996%
LC1E300U5 | 3P CONTACTOR TESYS E 160KW 240V | 10246500 | PTCTR: Easypact TVS | 9948400 | 2.996%
LC1E3201B5 | 3P CONTACTOR TESYS E 1NC 15KW | 928400 | PTCTR: Easypact TVS | 900900 | 3.053%
LC1E3201B6 | 3P CONTACTOR TESYS E 1NC 15KW | 928400 | PTCTR: Easypact TVS | 900900 | 3.053%
LC1E3201E5 | 3P CONTACTOR TESYS E 1NC 15KW 48VAC | 928400 | PTCTR: Easypact TVS | 900900 | 3.053%
LC1E3201F5 | 3P CONTACTOR TESYS E 1NC 15KW 110VAC | 928400 | PTCTR: Easypact TVS | 900900 | 3.053%
LC1E3201F6 | 3P CONTACTOR TESYS E 1NC 15KW 110VAC | 928400 | PTCTR: Easypact TVS | 900900 | 3.053%
LC1E3201M5 | 3P CONTACTOR TESYS E 1NC 15KW 220VAC | 928400 | PTCTR: Easypact TVS | 900900 | 3.053%
LC1E3201M6 | 3P CONTACTOR TESYS E 1NC 15KW 220VAC | 928400 | PTCTR: Easypact TVS | 900900 | 3.053%
LC1E3201N5 | 3P CONTACTOR TESYS E 1NC 15KW 415VAC | 928400 | PTCTR: Easypact TVS | 900900 | 3.053%
LC1E3201Q5 | 3P CONTACTOR TESYS E 1NC 15KW 380VAC | 928400 | PTCTR: Easypact TVS | 900900 | 3.053%
LC1E3201Q6 | 3P CONTACTOR TESYS E 1NC 15KW 380VAC | 928400 | PTCTR: Easypact TVS | 900900 | 3.053%
LC1E3201R5 | 3P CONTACTOR TESYS E 1NC 15KW 440VAC | 928400 | PTCTR: Easypact TVS | 900900 | 3.053%
LC1E3201R6 | 3P CONTACTOR TESYS E 1NC 15KW 440VAC | 928400 | PTCTR: Easypact TVS | 900900 | 3.053%
LC1E3201U5 | 3P CONTACTOR TESYS E 1NC 15KW 240VAC | 928400 | PTCTR: Easypact TVS | 900900 | 3.053%
LC1E3210B5 | 3P CONTACTOR TESYS E 1NO 15KW | 928400 | PTCTR: Easypact TVS | 900900 | 3.053%
LC1E3210B6 | 3P CONTACTOR TESYS E 1NO 15KW | 928400 | PTCTR: Easypact TVS | 900900 | 3.053%
LC1E3210E5 | 3P CONTACTOR TESYS E 1NO 15KW 48VAC | 928400 | PTCTR: Easypact TVS | 900900 | 3.053%
LC1E3210F5 | 3P CONTACTOR TESYS E 1NO 15KW 110VAC | 928400 | PTCTR: Easypact TVS | 900900 | 3.053%
LC1E3210F6 | 3P CONTACTOR TESYS E 1NO 15KW 110VAC | 928400 | PTCTR: Easypact TVS | 900900 | 3.053%
LC1E3210M5 | 3P CONTACTOR TESYS E 1NO 15KW 220VAC | 928400 | PTCTR: Easypact TVS | 900900 | 3.053%
LC1E3210M6 | 3P CONTACTOR TESYS E 1NO 15KW 220VAC | 928400 | PTCTR: Easypact TVS | 900900 | 3.053%
LC1E3210N5 | 3P CONTACTOR TESYS E 1NO 15KW 415VAC | 928400 | PTCTR: Easypact TVS | 900900 | 3.053%
LC1E3210Q5 | 3P CONTACTOR TESYS E 1NO 15KW 380VAC | 928400 | PTCTR: Easypact TVS | 900900 | 3.053%
LC1E3210Q6 | 3P CONTACTOR TESYS E 1NO 15KW 380VAC | 928400 | PTCTR: Easypact TVS | 900900 | 3.053%
LC1E3210R5 | 3P CONTACTOR TESYS E 1NO 15KW 440VAC | 928400 | PTCTR: Easypact TVS | 900900 | 3.053%
LC1E3210R6 | 3P CONTACTOR TESYS E 1NO 15KW 440VAC | 928400 | PTCTR: Easypact TVS | 900900 | 3.053%
LC1E3210U5 | 3P CONTACTOR TESYS E 1NO 15KW 240VAC | 928400 | PTCTR: Easypact TVS | 900900 | 3.053%
LC1E3801B5 | 3P CONTACTOR TESYS E 1NC 18,5KW | 1087900 | PTCTR: Easypact TVS | 1056000 | 3.021%
LC1E3801B6 | 3P CONTACTOR TESYS E 1NC 18,5KW | 1087900 | PTCTR: Easypact TVS | 1056000 | 3.021%
LC1E3801E5 | 3P CONTACTOR TESYS E 1NC 18,5KW 48VAC | 1087900 | PTCTR: Easypact TVS | 1056000 | 3.021%
LC1E3801F5 | 3P CONTACTOR TESYS E 1NC 18,5KW 110VAC | 1087900 | PTCTR: Easypact TVS | 1056000 | 3.021%
LC1E3801F6 | 3P CONTACTOR TESYS E 1NC 18,5KW 110VAC | 1087900 | PTCTR: Easypact TVS | 1056000 | 3.021%
LC1E3801M5 | 3P CONTACTOR TESYS E 1NC 18,5KW 220VAC | 1087900 | PTCTR: Easypact TVS | 1056000 | 3.021%
LC1E3801M6 | 3P CONTACTOR TESYS E 1NC 18,5KW 220VAC | 1087900 | PTCTR: Easypact TVS | 1056000 | 3.021%
LC1E3801N5 | 3P CONTACTOR TESYS E 1NC 18,5KW 415VAC | 1087900 | PTCTR: Easypact TVS | 1056000 | 3.021%
LC1E3801Q5 | 3P CONTACTOR TESYS E 1NC 18,5KW 380VAC | 1087900 | PTCTR: Easypact TVS | 1056000 | 3.021%
LC1E3801Q6 | 3P CONTACTOR TESYS E 1NC 18,5KW 380VAC | 1087900 | PTCTR: Easypact TVS | 1056000 | 3.021%
LC1E3801R5 | 3P CONTACTOR TESYS E 1NC 18,5KW 440VAC | 1087900 | PTCTR: Easypact TVS | 1056000 | 3.021%
LC1E3801R6 | 3P CONTACTOR TESYS E 1NC 18,5KW 440VAC | 1087900 | PTCTR: Easypact TVS | 1056000 | 3.021%
LC1E3801U5 | 3P CONTACTOR TESYS E 1NC 18,5KW 240VAC | 1087900 | PTCTR: Easypact TVS | 1056000 | 3.021%
LC1E3810B5 | 3P CONTACTOR TESYS E 1NO 18,5KW | 1087900 | PTCTR: Easypact TVS | 1056000 | 3.021%
LC1E3810B6 | 3P CONTACTOR TESYS E 1NO 18,5KW | 1087900 | PTCTR: Easypact TVS | 1056000 | 3.021%
LC1E3810E5 | 3P CONTACTOR TESYS E 1NO 18,5KW 48VAC | 1087900 | PTCTR: Easypact TVS | 1056000 | 3.021%
LC1E3810F5 | 3P CONTACTOR TESYS E 1NO 18,5KW 110VAC | 1087900 | PTCTR: Easypact TVS | 1056000 | 3.021%
LC1E3810F6 | 3P CONTACTOR TESYS E 1NO 18,5KW 110VAC | 1087900 | PTCTR: Easypact TVS | 1056000 | 3.021%
LC1E3810M5 | 3P CONTACTOR TESYS E 1NO 18,5KW 220VAC | 1087900 | PTCTR: Easypact TVS | 1056000 | 3.021%
LC1E3810M6 | 3P CONTACTOR TESYS E 1NO 18,5KW 220VAC | 1087900 | PTCTR: Easypact TVS | 1056000 | 3.021%
LC1E3810N5 | 3P CONTACTOR TESYS E 1NO 18,5KW 415VAC | 1087900 | PTCTR: Easypact TVS | 1056000 | 3.021%
LC1E3810Q5 | 3P CONTACTOR TESYS E 1NO 18,5KW 380VAC | 1087900 | PTCTR: Easypact TVS | 1056000 | 3.021%
LC1E3810Q6 | 3P CONTACTOR TESYS E 1NO 18,5KW 380VAC | 1087900 | PTCTR: Easypact TVS | 1056000 | 3.021%
LC1E3810R5 | 3P CONTACTOR TESYS E 1NO 18,5KW 440VAC | 1087900 | PTCTR: Easypact TVS | 1056000 | 3.021%
LC1E3810R6 | 3P CONTACTOR TESYS E 1NO 18,5KW 440VAC | 1087900 | PTCTR: Easypact TVS | 1056000 | 3.021%
LC1E3810U5 | 3P CONTACTOR TESYS E 1NO 18,5KW 240VAC | 1087900 | PTCTR: Easypact TVS | 1056000 | 3.021%
LC1E400M7 | 3P CONTACTOR LC1E400A 220V | 16555000 | PTCTR: Easypact TVS | 16073200 | 2.998%
LC1E40B5 | 3P CONTACTOR TESYS E 18,5KW | 1123100 | PTCTR: Easypact TVS | 1090100 | 3.027%
LC1E40B6 | 3P CONTACTOR TESYS E 18,5KW | 1123100 | PTCTR: Easypact TVS | 1090100 | 3.027%
LC1E40E5 | 3P CONTACTOR TESYS E 18,5KW 48VAC | 1123100 | PTCTR: Easypact TVS | 1090100 | 3.027%
LC1E40F5 | 3P CONTACTOR TESYS E 18,5KW 110VAC | 1123100 | PTCTR: Easypact TVS | 1090100 | 3.027%
LC1E40F6 | 3P CONTACTOR TESYS E 18,5KW 110VAC | 1123100 | PTCTR: Easypact TVS | 1090100 | 3.027%
LC1E40M5 | 3P CONTACTOR TESYS E 18,5KW 220VAC | 1123100 | PTCTR: Easypact TVS | 1090100 | 3.027%
LC1E40M6 | 3P CONTACTOR TESYS E 18,5KW 220VAC | 1123100 | PTCTR: Easypact TVS | 1090100 | 3.027%
LC1E40N5 | 3P CONTACTOR TESYS E 18,5KW 415VAC | 1123100 | PTCTR: Easypact TVS | 1090100 | 3.027%
LC1E40Q5 | 3P CONTACTOR TESYS E 18,5KW 380VAC | 1123100 | PTCTR: Easypact TVS | 1090100 | 3.027%
LC1E40Q6 | 3P CONTACTOR TESYS E 18,5KW 380VAC | 1123100 | PTCTR: Easypact TVS | 1090100 | 3.027%
LC1E40R5 | 3P CONTACTOR TESYS E 18,5KW 440VAC | 1123100 | PTCTR: Easypact TVS | 1090100 | 3.027%
LC1E40R6 | 3P CONTACTOR TESYS E 18,5KW 440VAC | 1123100 | PTCTR: Easypact TVS | 1090100 | 3.027%
LC1E40U5 | 3P CONTACTOR TESYS E 18,5KW 240VAC | 1123100 | PTCTR: Easypact TVS | 1090100 | 3.027%
LC1E500M7 | 3P CONTACTOR LC1E500A 220V | 30325900 | PTCTR: Easypact TVS | 29442600 | 3%
LC1E50B5 | 3P CONTACTOR TESYS E 22KW | 1157200 | PTCTR: Easypact TVS | 1123100 | 3.036%
LC1E50B6 | 3P CONTACTOR TESYS E 22KW | 1157200 | PTCTR: Easypact TVS | 1123100 | 3.036%
LC1E50E5 | 3P CONTACTOR TESYS E 22KW 48VAC | 1157200 | PTCTR: Easypact TVS | 1123100 | 3.036%
LC1E50F5 | 3P CONTACTOR TESYS E 22KW 110VAC | 1157200 | PTCTR: Easypact TVS | 1123100 | 3.036%
LC1E50F6 | 3P CONTACTOR TESYS E 22KW 110VAC | 1157200 | PTCTR: Easypact TVS | 1123100 | 3.036%
LC1E50M5 | 3P CONTACTOR TESYS E 22KW 220VAC | 1157200 | PTCTR: Easypact TVS | 1123100 | 3.036%
LC1E50M6 | 3P CONTACTOR TESYS E 22KW 220VAC | 1157200 | PTCTR: Easypact TVS | 1123100 | 3.036%
LC1E50N5 | 3P CONTACTOR TESYS E 22KW 415VAC | 1157200 | PTCTR: Easypact TVS | 1123100 | 3.036%
LC1E50Q5 | 3P CONTACTOR TESYS E 22KW 380VAC | 1157200 | PTCTR: Easypact TVS | 1123100 | 3.036%
LC1E50Q6 | 3P CONTACTOR TESYS E 22KW 380VAC | 1157200 | PTCTR: Easypact TVS | 1123100 | 3.036%
LC1E50R5 | 3P CONTACTOR TESYS E 22KW 440VAC | 1157200 | PTCTR: Easypact TVS | 1123100 | 3.036%
LC1E50R6 | 3P CONTACTOR TESYS E 22KW 440VAC | 1157200 | PTCTR: Easypact TVS | 1123100 | 3.036%
LC1E50U5 | 3P CONTACTOR TESYS E 22KW 240VAC | 1157200 | PTCTR: Easypact TVS | 1123100 | 3.036%
LC1E630M7 | 3P CONTACTOR LC1E630A 220V | 43487400 | PTCTR: Easypact TVS | 42221300 | 2.999%
LC1E65B5 | 3P CONTACTOR TESYS E 30KW | 1305700 | PTCTR: Easypact TVS | 1267200 | 3.038%
LC1E65B6 | 3P CONTACTOR TESYS E 30KW | 1305700 | PTCTR: Easypact TVS | 1267200 | 3.038%
LC1E65E5 | 3P CONTACTOR TESYS E 30KW 48VAC | 1305700 | PTCTR: Easypact TVS | 1267200 | 3.038%
LC1E65F5 | 3P CONTACTOR TESYS E 30KW 110VAC | 1305700 | PTCTR: Easypact TVS | 1267200 | 3.038%
LC1E65F6 | 3P CONTACTOR TESYS E 30KW 110VAC | 1305700 | PTCTR: Easypact TVS | 1267200 | 3.038%
LC1E65M5 | 3P CONTACTOR TESYS E 30KW 220VAC | 1305700 | PTCTR: Easypact TVS | 1267200 | 3.038%
LC1E65M6 | 3P CONTACTOR TESYS E 30KW 220VAC | 1305700 | PTCTR: Easypact TVS | 1267200 | 3.038%
LC1E65N5 | 3P CONTACTOR TESYS E 30KW 415VAC | 1305700 | PTCTR: Easypact TVS | 1267200 | 3.038%
LC1E65Q5 | 3P CONTACTOR TESYS E 30KW 380VAC | 1305700 | PTCTR: Easypact TVS | 1267200 | 3.038%
LC1E65Q6 | 3P CONTACTOR TESYS E 30KW 380VAC | 1305700 | PTCTR: Easypact TVS | 1267200 | 3.038%
LC1E65R5 | 3P CONTACTOR TESYS E 30KW 440VAC | 1305700 | PTCTR: Easypact TVS | 1267200 | 3.038%
LC1E65R6 | 3P CONTACTOR TESYS E 30KW 440VAC | 1305700 | PTCTR: Easypact TVS | 1267200 | 3.038%
LC1E65U5 | 3P CONTACTOR TESYS E 30KW 240VAC | 1305700 | PTCTR: Easypact TVS | 1267200 | 3.038%
LC1E80B5 | 3P CONTACTOR TESYS E 37KW | 1612600 | PTCTR: Easypact TVS | 1565300 | 3.022%
LC1E80B6 | 3P CONTACTOR TESYS E 37KW | 1612600 | PTCTR: Easypact TVS | 1565300 | 3.022%
LC1E80E5 | 3P CONTACTOR TESYS E 37KW 48VAC | 1612600 | PTCTR: Easypact TVS | 1565300 | 3.022%
LC1E80F5 | 3P CONTACTOR TESYS E 37KW 110VAC | 1612600 | PTCTR: Easypact TVS | 1565300 | 3.022%
LC1E80F6 | 3P CONTACTOR TESYS E 37KW 110VAC | 1612600 | PTCTR: Easypact TVS | 1565300 | 3.022%
LC1E80M5 | 3P CONTACTOR TESYS E 37KW 220VAC | 1612600 | PTCTR: Easypact TVS | 1565300 | 3.022%
LC1E80M6 | 3P CONTACTOR TESYS E 37KW 220VAC | 1612600 | PTCTR: Easypact TVS | 1565300 | 3.022%
LC1E80N5 | 3P CONTACTOR TESYS E 37KW 415VAC | 1612600 | PTCTR: Easypact TVS | 1565300 | 3.022%
LC1E80Q5 | 3P CONTACTOR TESYS E 37KW 380VAC | 1612600 | PTCTR: Easypact TVS | 1565300 | 3.022%
LC1E80Q6 | 3P CONTACTOR TESYS E 37KW 380VAC | 1612600 | PTCTR: Easypact TVS | 1565300 | 3.022%
LC1E80R5 | 3P CONTACTOR TESYS E 37KW 440VAC | 1612600 | PTCTR: Easypact TVS | 1565300 | 3.022%
LC1E80R6 | 3P CONTACTOR TESYS E 37KW 440VAC | 1612600 | PTCTR: Easypact TVS | 1565300 | 3.022%
LC1E80U5 | 3P CONTACTOR TESYS E 37KW 240VAC | 1612600 | PTCTR: Easypact TVS | 1565300 | 3.022%
LC1E95B5 | 3P CONTACTOR TESYS E 45KW | 2029500 | PTCTR: Easypact TVS | 1970100 | 3.015%
LC1E95B6 | 3P CONTACTOR TESYS E 45KW | 2029500 | PTCTR: Easypact TVS | 1970100 | 3.015%
LC1E95E5 | 3P CONTACTOR TESYS E 45KW 48VAC | 2029500 | PTCTR: Easypact TVS | 1970100 | 3.015%
LC1E95F5 | 3P CONTACTOR TESYS E 45KW 110VAC | 2029500 | PTCTR: Easypact TVS | 1970100 | 3.015%
LC1E95F6 | 3P CONTACTOR TESYS E 45KW 110VAC | 2029500 | PTCTR: Easypact TVS | 1970100 | 3.015%
LC1E95M5 | 3P CONTACTOR TESYS E 45KW 220VAC | 2029500 | PTCTR: Easypact TVS | 1970100 | 3.015%
LC1E95M6 | 3P CONTACTOR TESYS E 45KW 220VAC | 2029500 | PTCTR: Easypact TVS | 1970100 | 3.015%
LC1E95N5 | 3P CONTACTOR TESYS E 45KW 415VAC | 2029500 | PTCTR: Easypact TVS | 1970100 | 3.015%
LC1E95Q5 | 3P CONTACTOR TESYS E 45KW 380VAC | 2029500 | PTCTR: Easypact TVS | 1970100 | 3.015%
LC1E95Q6 | 3P CONTACTOR TESYS E 45KW 380VAC | 2029500 | PTCTR: Easypact TVS | 1970100 | 3.015%
LC1E95R5 | 3P CONTACTOR TESYS E 45KW 440VAC | 2029500 | PTCTR: Easypact TVS | 1970100 | 3.015%
LC1E95R6 | 3P CONTACTOR TESYS E 45KW 440VAC | 2029500 | PTCTR: Easypact TVS | 1970100 | 3.015%
LC1E95U5 | 3P CONTACTOR TESYS E 45KW 240VAC | 2029500 | PTCTR: Easypact TVS | 1970100 | 3.015%
LC1F1154BD | CONTACTOR LC1F 4P AC1 24VDC 200 A | 16072100 | PTCTR: Contactor D>18A, LC2D***, Contactor F, K, TESYS U; Capacitor Contactor ; EOCR; Overload relays, Control Relays, ElectromagneticRelay; Motor CB except range GV2ME; Accessories | 15603500 | 3.003%
LC1F1154E7 | CONTACTOR LC1F 200A 4P 48V 50 60HZ | 14903900 | PTCTR: Contactor D>18A, LC2D***, Contactor F, K, TESYS U; Capacitor Contactor ; EOCR; Overload relays, Control Relays, ElectromagneticRelay; Motor CB except range GV2ME; Accessories | 14469400 | 3.003%
LC1F1154ED | CONTACTOR LC1F 4P AC1 48VDC 200 A | 16072100 | PTCTR: Contactor D>18A, LC2D***, Contactor F, K, TESYS U; Capacitor Contactor ; EOCR; Overload relays, Control Relays, ElectromagneticRelay; Motor CB except range GV2ME; Accessories | 15603500 | 3.003%
LC1F1154F7 | CONTACTOR LC1F 200A 4P 110V 50 60HZ | 14903900 | PTCTR: Contactor D>18A, LC2D***, Contactor F, K, TESYS U; Capacitor Contactor ; EOCR; Overload relays, Control Relays, ElectromagneticRelay; Motor CB except range GV2ME; Accessories | 14469400 | 3.003%
LC1F1154FD | CONTACTOR LC1F 4P AC1 110VDC 200 A | 16072100 | PTCTR: Contactor D>18A, LC2D***, Contactor F, K, TESYS U; Capacitor Contactor ; EOCR; Overload relays, Control Relays, ElectromagneticRelay; Motor CB except range GV2ME; Accessories | 15603500 | 3.003%
LC1F1154G7 | CONTACTOR LC1F 200A 4P 120V 50 60HZ | 14903900 | PTCTR: Contactor D>18A, LC2D***, Contactor F, K, TESYS U; Capacitor Contactor ; EOCR; Overload relays, Control Relays, ElectromagneticRelay; Motor CB except range GV2ME; Accessories | 14469400 | 3.003%
LC1F1154GD | CONTACTOR LC1F 4P AC1 125VDC 200 A | 16072100 | PTCTR: Contactor D>18A, LC2D***, Contactor F, K, TESYS U; Capacitor Contactor ; EOCR; Overload relays, Control Relays, ElectromagneticRelay; Motor CB except range GV2ME; Accessories | 15603500 | 3.003%
LC1F1154M7 | CONTACTOR LC1F 200A 4P 220V 50 60HZ | 14903900 | PTCTR: Contactor D>18A, LC2D***, Contactor F, K, TESYS U; Capacitor Contactor ; EOCR; Overload relays, Control Relays, ElectromagneticRelay; Motor CB except range GV2ME; Accessories | 14469400 | 3.003%
LC1F1154MD | CONTACTOR LC1F 4P AC1 220VDC 200 A | 16072100 | PTCTR: Contactor D>18A, LC2D***, Contactor F, K, TESYS U; Capacitor Contactor ; EOCR; Overload relays, Control Relays, ElectromagneticRelay; Motor CB except range GV2ME; Accessories | 15603500 | 3.003%
LC1F1154P7 | CONTACTOR LC1F 200A 4P 230V 50 60HZ | 14903900 | PTCTR: Contactor D>18A, LC2D***, Contactor F, K, TESYS U; Capacitor Contactor ; EOCR; Overload relays, Control Relays, ElectromagneticRelay; Motor CB except range GV2ME; Accessories | 14469400 | 3.003%
LC1F1154Q7 | CONTACTOR LC1F 200A 4P 380V 50 60HZ | 14903900 | PTCTR: Contactor D>18A, LC2D***, Contactor F, K, TESYS U; Capacitor Contactor ; EOCR; Overload relays, Control Relays, ElectromagneticRelay; Motor CB except range GV2ME; Accessories | 14469400 | 3.003%
LC1F1154U7 | CONTACTOR LC1F 200A 4P 240V 50 60HZ | 14903900 | PTCTR: Contactor D>18A, LC2D***, Contactor F, K, TESYS U; Capacitor Contactor ; EOCR; Overload relays, Control Relays, ElectromagneticRelay; Motor CB except range GV2ME; Accessories | 14469400 | 3.003%
LC1F1154V7 | CONTACTOR LC1F 200 A 4P 400V 50 60HZ | 14903900 | PTCTR: Contactor D>18A, LC2D***, Contactor F, K, TESYS U; Capacitor Contactor ; EOCR; Overload relays, Control Relays, ElectromagneticRelay; Motor CB except range GV2ME; Accessories | 14469400 | 3.003%
LC1F115BD | CONTACTOR | 10898800 | PTCTR: Contactor D>18A, LC2D***, Contactor F, K, TESYS U; Capacitor Contactor ; EOCR; Overload relays, Control Relays, ElectromagneticRelay; Motor CB except range GV2ME; Accessories | 10580900 | 3.004%
LC1F115E7 | CONTACTOR | 9909900 | PTCTR: Contactor D>18A, LC2D***, Contactor F, K, TESYS U; Capacitor Contactor ; EOCR; Overload relays, Control Relays, ElectromagneticRelay; Motor CB except range GV2ME; Accessories | 9621700 | 2.995%
LC1F115ED | CONTAC TO R TESYS LC1F 3P AC3 440V 115 A | 10898800 | PTCTR: Contactor D>18A, LC2D***, Contactor F, K, TESYS U; Capacitor Contactor ; EOCR; Overload relays, Control Relays, ElectromagneticRelay; Motor CB except range GV2ME; Accessories | 10580900 | 3.004%
LC1F115F7 | CONTACTOR | 9909900 | PTCTR: Contactor D>18A, LC2D***, Contactor F, K, TESYS U; Capacitor Contactor ; EOCR; Overload relays, Control Relays, ElectromagneticRelay; Motor CB except range GV2ME; Accessories | 9621700 | 2.995%
LC1F115FD | CONTACTOR | 10898800 | PTCTR: Contactor D>18A, LC2D***, Contactor F, K, TESYS U; Capacitor Contactor ; EOCR; Overload relays, Control Relays, ElectromagneticRelay; Motor CB except range GV2ME; Accessories | 10580900 | 3.004%
LC1F115G7 | CONTACTOR | 9909900 | PTCTR: Contactor D>18A, LC2D***, Contactor F, K, TESYS U; Capacitor Contactor ; EOCR; Overload relays, Control Relays, ElectromagneticRelay; Motor CB except range GV2ME; Accessories | 9621700 | 2.995%
LC1F115GD | CONTACTOR | 10898800 | PTCTR: Contactor D>18A, LC2D***, Contactor F, K, TESYS U; Capacitor Contactor ; EOCR; Overload relays, Control Relays, ElectromagneticRelay; Motor CB except range GV2ME; Accessories | 10580900 | 3.004%
LC1F115L7 | CONTACTOR | 9909900 | PTCTR: Contactor D>18A, LC2D***, Contactor F, K, TESYS U; Capacitor Contactor ; EOCR; Overload relays, Control Relays, ElectromagneticRelay; Motor CB except range GV2ME; Accessories | 9621700 | 2.995%
LC1F115M7 | CONTACTOR | 9909900 | PTCTR: Contactor D>18A, LC2D***, Contactor F, K, TESYS U; Capacitor Contactor ; EOCR; Overload relays, Control Relays, ElectromagneticRelay; Motor CB except range GV2ME; Accessories | 9621700 | 2.995%
LC1F115MD | CONTACTOR | 10898800 | PTCTR: Contactor D>18A, LC2D***, Contactor F, K, TESYS U; Capacitor Contactor ; EOCR; Overload relays, Control Relays, ElectromagneticRelay; Motor CB except range GV2ME; Accessories | 10580900 | 3.004%
LC1F115N7 | CONTACTOR | 9909900 | PTCTR: Contactor D>18A, LC2D***, Contactor F, K, TESYS U; Capacitor Contactor ; EOCR; Overload relays, Control Relays, ElectromagneticRelay; Motor CB except range GV2ME; Accessories | 9621700 | 2.995%
LC1F115P7 | CONTACTOR | 9909900 | PTCTR: Contactor D>18A, LC2D***, Contactor F, K, TESYS U; Capacitor Contactor ; EOCR; Overload relays, Control Relays, ElectromagneticRelay; Motor CB except range GV2ME; Accessories | 9621700 | 2.995%
LC1F115Q7 | CONTACTOR | 9909900 | PTCTR: Contactor D>18A, LC2D***, Contactor F, K, TESYS U; Capacitor Contactor ; EOCR; Overload relays, Control Relays, ElectromagneticRelay; Motor CB except range GV2ME; Accessories | 9621700 | 2.995%
LC1F115R7 | CONTACTOR | 9909900 | PTCTR: Contactor D>18A, LC2D***, Contactor F, K, TESYS U; Capacitor Contactor ; EOCR; Overload relays, Control Relays, ElectromagneticRelay; Motor CB except range GV2ME; Accessories | 9621700 | 2.995%
LC1F115U7 | CONTACTOR | 9909900 | PTCTR: Contactor D>18A, LC2D***, Contactor F, K, TESYS U; Capacitor Contactor ; EOCR; Overload relays, Control Relays, ElectromagneticRelay; Motor CB except range GV2ME; Accessories | 9621700 | 2.995%
LC1F115UD | CONTACTOR | 10898800 | PTCTR: Contactor D>18A, LC2D***, Contactor F, K, TESYS U; Capacitor Contactor ; EOCR; Overload relays, Control Relays, ElectromagneticRelay; Motor CB except range GV2ME; Accessories | 10580900 | 3.004%
LC1F115V7 | CONTACTOR | 9909900 | PTCTR: Contactor D>18A, LC2D***, Contactor F, K, TESYS U; Capacitor Contactor ; EOCR; Overload relays, Control Relays, ElectromagneticRelay; Motor CB except range GV2ME; Accessories | 9621700 | 2.995%
LC1F1504BD | CONTACTOR LC1F 4P 250A AC1 24VDC | 18206100 | PTCTR: Contactor D>18A, LC2D***, Contactor F, K, TESYS U; Capacitor Contactor ; EOCR; Overload relays, Control Relays, ElectromagneticRelay; Motor CB except range GV2ME; Accessories | 17675900 | 3%
LC1F1504E7 | CONTACTOR LC1F 4P 250A 48V 50 60HZ | 17037900 | PTCTR: Contactor D>18A, LC2D***, Contactor F, K, TESYS U; Capacitor Contactor ; EOCR; Overload relays, Control Relays, ElectromagneticRelay; Motor CB except range GV2ME; Accessories | 16541800 | 2.999%
LC1F1504ED | CONTACTOR LC1F 4P 250A AC1 48VDC | 18206100 | PTCTR: Contactor D>18A, LC2D***, Contactor F, K, TESYS U; Capacitor Contactor ; EOCR; Overload relays, Control Relays, ElectromagneticRelay; Motor CB except range GV2ME; Accessories | 17675900 | 3%
LC1F1504F7 | CONTACTOR LC1F 4P 250A 110V 50 60HZ | 17037900 | PTCTR: Contactor D>18A, LC2D***, Contactor F, K, TESYS U; Capacitor Contactor ; EOCR; Overload relays, Control Relays, ElectromagneticRelay; Motor CB except range GV2ME; Accessories | 16541800 | 2.999%
LC1F1504FD | CONTACTOR LC1F 4P 250A AC1 110VDC | 18206100 | PTCTR: Contactor D>18A, LC2D***, Contactor F, K, TESYS U; Capacitor Contactor ; EOCR; Overload relays, Control Relays, ElectromagneticRelay; Motor CB except range GV2ME; Accessories | 17675900 | 3%
LC1F1504M7 | CONTACTOR LC1F 4P 250A 220V 50 60HZ | 17037900 | PTCTR: Contactor D>18A, LC2D***, Contactor F, K, TESYS U; Capacitor Contactor ; EOCR; Overload relays, Control Relays, ElectromagneticRelay; Motor CB except range GV2ME; Accessories | 16541800 | 2.999%
LC1F1504MD | CONTACTOR LC1F 4P 250A AC1 220VDC | 18206100 | PTCTR: Contactor D>18A, LC2D***, Contactor F, K, TESYS U; Capacitor Contactor ; EOCR; Overload relays, Control Relays, ElectromagneticRelay; Motor CB except range GV2ME; Accessories | 17675900 | 3%
LC1F1504P7 | CONTACTOR LC1F 4P 250A 230V 50 60HZ | 17037900 | PTCTR: Contactor D>18A, LC2D***, Contactor F, K, TESYS U; Capacitor Contactor ; EOCR; Overload relays, Control Relays, ElectromagneticRelay; Motor CB except range GV2ME; Accessories | 16541800 | 2.999%
LC1F1504Q7 | CONTACTOR LC1F 4P 250A 380V 50 60HZ | 17037900 | PTCTR: Contactor D>18A, LC2D***, Contactor F, K, TESYS U; Capacitor Contactor ; EOCR; Overload relays, Control Relays, ElectromagneticRelay; Motor CB except range GV2ME; Accessories | 16541800 | 2.999%
LC1F1504U7 | CONTACTOR LC1F 4P 250A 240V 50 60HZ | 17037900 | PTCTR: Contactor D>18A, LC2D***, Contactor F, K, TESYS U; Capacitor Contactor ; EOCR; Overload relays, Control Relays, ElectromagneticRelay; Motor CB except range GV2ME; Accessories | 16541800 | 2.999%
LC1F1504V7 | CONTACTOR LC1F 4P 250A 400V 50 60HZ | 17037900 | PTCTR: Contactor D>18A, LC2D***, Contactor F, K, TESYS U; Capacitor Contactor ; EOCR; Overload relays, Control Relays, ElectromagneticRelay; Motor CB except range GV2ME; Accessories | 16541800 | 2.999%
LC1F150BD | CONTACTOR | 11987800 | PTCTR: Contactor D>18A, LC2D***, Contactor F, K, TESYS U; Capacitor Contactor ; EOCR; Overload relays, Control Relays, ElectromagneticRelay; Motor CB except range GV2ME; Accessories | 11639100 | 2.996%
LC1F150E7 | CONTACTOR | 10898800 | PTCTR: Contactor D>18A, LC2D***, Contactor F, K, TESYS U; Capacitor Contactor ; EOCR; Overload relays, Control Relays, ElectromagneticRelay; Motor CB except range GV2ME; Accessories | 10580900 | 3.004%
LC1F150ED | CONTACTOR AC-3, 150A, 24DC | 11987800 | PTCTR: Contactor D>18A, LC2D***, Contactor F, K, TESYS U; Capacitor Contactor ; EOCR; Overload relays, Control Relays, ElectromagneticRelay; Motor CB except range GV2ME; Accessories | 11639100 | 2.996%
LC1F150F7 | CONTAC TO R TESYS LC1F 3P AC3 440V 150 A | 10898800 | PTCTR: Contactor D>18A, LC2D***, Contactor F, K, TESYS U; Capacitor Contactor ; EOCR; Overload relays, Control Relays, ElectromagneticRelay; Motor CB except range GV2ME; Accessories | 10580900 | 3.004%
LC1F150FD | CONTACTOR | 11987800 | PTCTR: Contactor D>18A, LC2D***, Contactor F, K, TESYS U; Capacitor Contactor ; EOCR; Overload relays, Control Relays, ElectromagneticRelay; Motor CB except range GV2ME; Accessories | 11639100 | 2.996%
LC1F150FE7 | F CTTR 150A 40-400HZ (AC COIL) | 10898800 | PTCTR: Contactor D>18A, LC2D***, Contactor F, K, TESYS U; Capacitor Contactor ; EOCR; Overload relays, Control Relays, ElectromagneticRelay; Motor CB except range GV2ME; Accessories | 10580900 | 3.004%
LC1F150G7 | CONTACTOR | 10898800 | PTCTR: Contactor D>18A, LC2D***, Contactor F, K, TESYS U; Capacitor Contactor ; EOCR; Overload relays, Control Relays, ElectromagneticRelay; Motor CB except range GV2ME; Accessories | 10580900 | 3.004%
LC1F150GD | CONTACTOR | 11987800 | PTCTR: Contactor D>18A, LC2D***, Contactor F, K, TESYS U; Capacitor Contactor ; EOCR; Overload relays, Control Relays, ElectromagneticRelay; Motor CB except range GV2ME; Accessories | 11639100 | 2.996%
LC1F150L7 | CONTACTOR CONTACTOR | 10898800 | PTCTR: Contactor D>18A, LC2D***, Contactor F, K, TESYS U; Capacitor Contactor ; EOCR; Overload relays, Control Relays, ElectromagneticRelay; Motor CB except range GV2ME; Accessories | 10580900 | 3.004%
LC1F150M7 | CONTACTOR | 10898800 | PTCTR: Contactor D>18A, LC2D***, Contactor F, K, TESYS U; Capacitor Contactor ; EOCR; Overload relays, Control Relays, ElectromagneticRelay; Motor CB except range GV2ME; Accessories | 10580900 | 3.004%
LC1F150MD | CONTACTOR | 11987800 | PTCTR: Contactor D>18A, LC2D***, Contactor F, K, TESYS U; Capacitor Contactor ; EOCR; Overload relays, Control Relays, ElectromagneticRelay; Motor CB except range GV2ME; Accessories | 11639100 | 2.996%
LC1F150N7 | CONTACTOR | 10898800 | PTCTR: Contactor D>18A, LC2D***, Contactor F, K, TESYS U; Capacitor Contactor ; EOCR; Overload relays, Control Relays, ElectromagneticRelay; Motor CB except range GV2ME; Accessories | 10580900 | 3.004%
LC1F150P7 | CONTACTOR | 10898800 | PTCTR: Contactor D>18A, LC2D***, Contactor F, K, TESYS U; Capacitor Contactor ; EOCR; Overload relays, Control Relays, ElectromagneticRelay; Motor CB except range GV2ME; Accessories | 10580900 | 3.004%
LC1F150Q7 | CONTACTOR | 10898800 | PTCTR: Contactor D>18A, LC2D***, Contactor F, K, TESYS U; Capacitor Contactor ; EOCR; Overload relays, Control Relays, ElectromagneticRelay; Motor CB except range GV2ME; Accessories | 10580900 | 3.004%
LC1F150R7 | CONTACTOR | 10898800 | PTCTR: Contactor D>18A, LC2D***, Contactor F, K, TESYS U; Capacitor Contactor ; EOCR; Overload relays, Control Relays, ElectromagneticRelay; Motor CB except range GV2ME; Accessories | 10580900 | 3.004%
LC1F150U7 | CONTACTOR | 10898800 | PTCTR: Contactor D>18A, LC2D***, Contactor F, K, TESYS U; Capacitor Contactor ; EOCR; Overload relays, Control Relays, ElectromagneticRelay; Motor CB except range GV2ME; Accessories | 10580900 | 3.004%
LC1F150UD | CONTAC TO R TESYS LC1F 3P AC3 440V 150 A | 11987800 | PTCTR: Contactor D>18A, LC2D***, Contactor F, K, TESYS U; Capacitor Contactor ; EOCR; Overload relays, Control Relays, ElectromagneticRelay; Motor CB except range GV2ME; Accessories | 11639100 | 2.996%
LC1F150V7 | CONTACTOR | 10898800 | PTCTR: Contactor D>18A, LC2D***, Contactor F, K, TESYS U; Capacitor Contactor ; EOCR; Overload relays, Control Relays, ElectromagneticRelay; Motor CB except range GV2ME; Accessories | 10580900 | 3.004%
LC1F1854BD | CONTACTOR LC1F 4P 275A AC1 24VDC | 21237700 | PTCTR: Contactor D>18A, LC2D***, Contactor F, K, TESYS U; Capacitor Contactor ; EOCR; Overload relays, Control Relays, ElectromagneticRelay; Motor CB except range GV2ME; Accessories | 20619500 | 2.998%
LC1F1854E7 | CONTACTOR LC1F 4P 275A 48V 50 60HZ | 19856100 | PTCTR: Contactor D>18A, LC2D***, Contactor F, K, TESYS U; Capacitor Contactor ; EOCR; Overload relays, Control Relays, ElectromagneticRelay; Motor CB except range GV2ME; Accessories | 19277500 | 3.001%
LC1F1854ED | CONTACTOR LC1F 4P 275A AC1 48VDC | 21237700 | PTCTR: Contactor D>18A, LC2D***, Contactor F, K, TESYS U; Capacitor Contactor ; EOCR; Overload relays, Control Relays, ElectromagneticRelay; Motor CB except range GV2ME; Accessories | 20619500 | 2.998%
LC1F1854F7 | CONTACTOR LC1F 4P 275A 110V 50 60HZ | 19856100 | PTCTR: Contactor D>18A, LC2D***, Contactor F, K, TESYS U; Capacitor Contactor ; EOCR; Overload relays, Control Relays, ElectromagneticRelay; Motor CB except range GV2ME; Accessories | 19277500 | 3.001%
LC1F1854FD | CONTACTOR LC1F 4P 275A AC1 110VDC | 21237700 | PTCTR: Contactor D>18A, LC2D***, Contactor F, K, TESYS U; Capacitor Contactor ; EOCR; Overload relays, Control Relays, ElectromagneticRelay; Motor CB except range GV2ME; Accessories | 20619500 | 2.998%
LC1F1854FE7 | CONTACTOR LC1F 4P 275A 115V 50 60HZ | 19856100 | PTCTR: Contactor D>18A, LC2D***, Contactor F, K, TESYS U; Capacitor Contactor ; EOCR; Overload relays, Control Relays, ElectromagneticRelay; Motor CB except range GV2ME; Accessories | 19277500 | 3.001%
LC1F1854GD | CONTACTOR LC1F 4P 275A AC1 125VDC | 21237700 | PTCTR: Contactor D>18A, LC2D***, Contactor F, K, TESYS U; Capacitor Contactor ; EOCR; Overload relays, Control Relays, ElectromagneticRelay; Motor CB except range GV2ME; Accessories | 20619500 | 2.998%
LC1F1854M7 | CONTACTOR LC1F 4P 275A 220V 50 60HZ | 19856100 | PTCTR: Contactor D>18A, LC2D***, Contactor F, K, TESYS U; Capacitor Contactor ; EOCR; Overload relays, Control Relays, ElectromagneticRelay; Motor CB except range GV2ME; Accessories | 19277500 | 3.001%
LC1F1854MD | CONTACTOR LC1F 4P 275A AC1 220VDC | 21237700 | PTCTR: Contactor D>18A, LC2D***, Contactor F, K, TESYS U; Capacitor Contactor ; EOCR; Overload relays, Control Relays, ElectromagneticRelay; Motor CB except range GV2ME; Accessories | 20619500 | 2.998%
LC1F1854P7 | CONTACTOR LC1F 4P 275A 230V 50 60HZ | 19856100 | PTCTR: Contactor D>18A, LC2D***, Contactor F, K, TESYS U; Capacitor Contactor ; EOCR; Overload relays, Control Relays, ElectromagneticRelay; Motor CB except range GV2ME; Accessories | 19277500 | 3.001%
LC1F1854Q7 | CONTACTOR LC1F 4P 275A 380V 50 60HZ | 19856100 | PTCTR: Contactor D>18A, LC2D***, Contactor F, K, TESYS U; Capacitor Contactor ; EOCR; Overload relays, Control Relays, ElectromagneticRelay; Motor CB except range GV2ME; Accessories | 19277500 | 3.001%
LC1F1854V7 | CONTACTOR LC1F 4P 275A 400V 50 60HZ | 19856100 | PTCTR: Contactor D>18A, LC2D***, Contactor F, K, TESYS U; Capacitor Contactor ; EOCR; Overload relays, Control Relays, ElectromagneticRelay; Motor CB except range GV2ME; Accessories | 19277500 | 3.001%
LC1F185BD | CONTACTOR | 13201100 | PTCTR: Contactor D>18A, LC2D***, Contactor F, K, TESYS U; Capacitor Contactor ; EOCR; Overload relays, Control Relays, ElectromagneticRelay; Motor CB except range GV2ME; Accessories | 12816100 | 3.004%
LC1F185E7 | CONTACTOR | 12002100 | PTCTR: Contactor D>18A, LC2D***, Contactor F, K, TESYS U; Capacitor Contactor ; EOCR; Overload relays, Control Relays, ElectromagneticRelay; Motor CB except range GV2ME; Accessories | 11652300 | 3.002%
LC1F185ED | CONTACTOR | 13201100 | PTCTR: Contactor D>18A, LC2D***, Contactor F, K, TESYS U; Capacitor Contactor ; EOCR; Overload relays, Control Relays, ElectromagneticRelay; Motor CB except range GV2ME; Accessories | 12816100 | 3.004%
LC1F185F7 | CONTACTOR | 12002100 | PTCTR: Contactor D>18A, LC2D***, Contactor F, K, TESYS U; Capacitor Contactor ; EOCR; Overload relays, Control Relays, ElectromagneticRelay; Motor CB except range GV2ME; Accessories | 11652300 | 3.002%
LC1F185FD | CONTACTOR | 13201100 | PTCTR: Contactor D>18A, LC2D***, Contactor F, K, TESYS U; Capacitor Contactor ; EOCR; Overload relays, Control Relays, ElectromagneticRelay; Motor CB except range GV2ME; Accessories | 12816100 | 3.004%
LC1F185FE7 | CONTACTOR | 12002100 | PTCTR: Contactor D>18A, LC2D***, Contactor F, K, TESYS U; Capacitor Contactor ; EOCR; Overload relays, Control Relays, ElectromagneticRelay; Motor CB except range GV2ME; Accessories | 11652300 | 3.002%
LC1F185G7 | CONTACTOR 120 VAC | 12002100 | PTCTR: Contactor D>18A, LC2D***, Contactor F, K, TESYS U; Capacitor Contactor ; EOCR; Overload relays, Control Relays, ElectromagneticRelay; Motor CB except range GV2ME; Accessories | 11652300 | 3.002%
LC1F185GD | CONTACTOR | 13201100 | PTCTR: Contactor D>18A, LC2D***, Contactor F, K, TESYS U; Capacitor Contactor ; EOCR; Overload relays, Control Relays, ElectromagneticRelay; Motor CB except range GV2ME; Accessories | 12816100 | 3.004%
LC1F185L7 | CONTACTOR | 12002100 | PTCTR: Contactor D>18A, LC2D***, Contactor F, K, TESYS U; Capacitor Contactor ; EOCR; Overload relays, Control Relays, ElectromagneticRelay; Motor CB except range GV2ME; Accessories | 11652300 | 3.002%
LC1F185M7 | CONTACTOR | 12002100 | PTCTR: Contactor D>18A, LC2D***, Contactor F, K, TESYS U; Capacitor Contactor ; EOCR; Overload relays, Control Relays, ElectromagneticRelay; Motor CB except range GV2ME; Accessories | 11652300 | 3.002%
LC1F185MD | CONTACTOR | 13201100 | PTCTR: Contactor D>18A, LC2D***, Contactor F, K, TESYS U; Capacitor Contactor ; EOCR; Overload relays, Control Relays, ElectromagneticRelay; Motor CB except range GV2ME; Accessories | 12816100 | 3.004%
LC1F185N7 | CONTACTOR | 12002100 | PTCTR: Contactor D>18A, LC2D***, Contactor F, K, TESYS U; Capacitor Contactor ; EOCR; Overload relays, Control Relays, ElectromagneticRelay; Motor CB except range GV2ME; Accessories | 11652300 | 3.002%
LC1F185P7 | CONTACTOR | 12002100 | PTCTR: Contactor D>18A, LC2D***, Contactor F, K, TESYS U; Capacitor Contactor ; EOCR; Overload relays, Control Relays, ElectromagneticRelay; Motor CB except range GV2ME; Accessories | 11652300 | 3.002%
LC1F185Q7 | CONTACTOR | 12002100 | PTCTR: Contactor D>18A, LC2D***, Contactor F, K, TESYS U; Capacitor Contactor ; EOCR; Overload relays, Control Relays, ElectromagneticRelay; Motor CB except range GV2ME; Accessories | 11652300 | 3.002%
LC1F185R7 | CONTACTOR | 12002100 | PTCTR: Contactor D>18A, LC2D***, Contactor F, K, TESYS U; Capacitor Contactor ; EOCR; Overload relays, Control Relays, ElectromagneticRelay; Motor CB except range GV2ME; Accessories | 11652300 | 3.002%
LC1F185U7 | Contactor 110 VAC | 12002100 | PTCTR: Contactor D>18A, LC2D***, Contactor F, K, TESYS U; Capacitor Contactor ; EOCR; Overload relays, Control Relays, ElectromagneticRelay; Motor CB except range GV2ME; Accessories | 11652300 | 3.002%
LC1F185V7 | CONTACTOR | 12002100 | PTCTR: Contactor D>18A, LC2D***, Contactor F, K, TESYS U; Capacitor Contactor ; EOCR; Overload relays, Control Relays, ElectromagneticRelay; Motor CB except range GV2ME; Accessories | 11652300 | 3.002%
LC1F2254BD | CONTACTOR LC1F 4P 315A AC1 24VDC | 23375000 | PTCTR: Contactor D>18A, LC2D***, Contactor F, K, TESYS U; Capacitor Contactor ; EOCR; Overload relays, Control Relays, ElectromagneticRelay; Motor CB except range GV2ME; Accessories | 22694100 | 3%
LC1F2254E7 | CONTACTOR LC1F 4P 315A 48V 50 60HZ | 21992300 | PTCTR: Contactor D>18A, LC2D***, Contactor F, K, TESYS U; Capacitor Contactor ; EOCR; Overload relays, Control Relays, ElectromagneticRelay; Motor CB except range GV2ME; Accessories | 21352100 | 2.998%
LC1F2254FD | CONTACTOR LC1F 4P 315A AC1 110VDC | 23375000 | PTCTR: Contactor D>18A, LC2D***, Contactor F, K, TESYS U; Capacitor Contactor ; EOCR; Overload relays, Control Relays, ElectromagneticRelay; Motor CB except range GV2ME; Accessories | 22694100 | 3%
LC1F2254G7 | CONTACTOR LC1F 4P 315A 120V 50 60HZ | 21992300 | PTCTR: Contactor D>18A, LC2D***, Contactor F, K, TESYS U; Capacitor Contactor ; EOCR; Overload relays, Control Relays, ElectromagneticRelay; Motor CB except range GV2ME; Accessories | 21352100 | 2.998%
LC1F2254GD | CONTACTOR LC1F 4P 315A AC1 125VDC | 23375000 | PTCTR: Contactor D>18A, LC2D***, Contactor F, K, TESYS U; Capacitor Contactor ; EOCR; Overload relays, Control Relays, ElectromagneticRelay; Motor CB except range GV2ME; Accessories | 22694100 | 3%
LC1F2254M7 | CONTACTOR LC1F 4P 315A 220V 50 60HZ | 21992300 | PTCTR: Contactor D>18A, LC2D***, Contactor F, K, TESYS U; Capacitor Contactor ; EOCR; Overload relays, Control Relays, ElectromagneticRelay; Motor CB except range GV2ME; Accessories | 21352100 | 2.998%
LC1F2254MD | CONTACTOR LC1F 4P 315A AC1 220VDC | 23375000 | PTCTR: Contactor D>18A, LC2D***, Contactor F, K, TESYS U; Capacitor Contactor ; EOCR; Overload relays, Control Relays, ElectromagneticRelay; Motor CB except range GV2ME; Accessories | 22694100 | 3%
LC1F2254P7 | CONTACTOR LC1F 4P 315A 230V 50 60HZ | 21992300 | PTCTR: Contactor D>18A, LC2D***, Contactor F, K, TESYS U; Capacitor Contactor ; EOCR; Overload relays, Control Relays, ElectromagneticRelay; Motor CB except range GV2ME; Accessories | 21352100 | 2.998%
LC1F2254Q7 | CONTACTOR LC1F 4P 315A 380V 50 60HZ | 21992300 | PTCTR: Contactor D>18A, LC2D***, Contactor F, K, TESYS U; Capacitor Contactor ; EOCR; Overload relays, Control Relays, ElectromagneticRelay; Motor CB except range GV2ME; Accessories | 21352100 | 2.998%
LC1F2254V7 | CONTACTOR LC1F 4P 315A 400V 50 60HZ | 21992300 | PTCTR: Contactor D>18A, LC2D***, Contactor F, K, TESYS U; Capacitor Contactor ; EOCR; Overload relays, Control Relays, ElectromagneticRelay; Motor CB except range GV2ME; Accessories | 21352100 | 2.998%
LC1F225BD | CONTACTOR | 15848800 | PTCTR: Contactor D>18A, LC2D***, Contactor F, K, TESYS U; Capacitor Contactor ; EOCR; Overload relays, Control Relays, ElectromagneticRelay; Motor CB except range GV2ME; Accessories | 15386800 | 3.003%
LC1F225E7 | CONTACTOR | 14406700 | PTCTR: Contactor D>18A, LC2D***, Contactor F, K, TESYS U; Capacitor Contactor ; EOCR; Overload relays, Control Relays, ElectromagneticRelay; Motor CB except range GV2ME; Accessories | 13987600 | 2.996%
LC1F225ED | CONTAC TO R TESYS LC1F 3P AC3 440V 225 A | 15848800 | PTCTR: Contactor D>18A, LC2D***, Contactor F, K, TESYS U; Capacitor Contactor ; EOCR; Overload relays, Control Relays, ElectromagneticRelay; Motor CB except range GV2ME; Accessories | 15386800 | 3.003%
LC1F225F7 | CONTACTOR | 14406700 | PTCTR: Contactor D>18A, LC2D***, Contactor F, K, TESYS U; Capacitor Contactor ; EOCR; Overload relays, Control Relays, ElectromagneticRelay; Motor CB except range GV2ME; Accessories | 13987600 | 2.996%
LC1F225FD | CONTACTOR | 15848800 | PTCTR: Contactor D>18A, LC2D***, Contactor F, K, TESYS U; Capacitor Contactor ; EOCR; Overload relays, Control Relays, ElectromagneticRelay; Motor CB except range GV2ME; Accessories | 15386800 | 3.003%
LC1F225FE7 | F CTTR 225A 40-400HZ (AC COIL) | 14406700 | PTCTR: Contactor D>18A, LC2D***, Contactor F, K, TESYS U; Capacitor Contactor ; EOCR; Overload relays, Control Relays, ElectromagneticRelay; Motor CB except range GV2ME; Accessories | 13987600 | 2.996%
LC1F225G7 | CONTACTOR | 14406700 | PTCTR: Contactor D>18A, LC2D***, Contactor F, K, TESYS U; Capacitor Contactor ; EOCR; Overload relays, Control Relays, ElectromagneticRelay; Motor CB except range GV2ME; Accessories | 13987600 | 2.996%
LC1F225GD | CONTACTOR | 15848800 | PTCTR: Contactor D>18A, LC2D***, Contactor F, K, TESYS U; Capacitor Contactor ; EOCR; Overload relays, Control Relays, ElectromagneticRelay; Motor CB except range GV2ME; Accessories | 15386800 | 3.003%
LC1F225L7 | CONTACTOR | 14406700 | PTCTR: Contactor D>18A, LC2D***, Contactor F, K, TESYS U; Capacitor Contactor ; EOCR; Overload relays, Control Relays, ElectromagneticRelay; Motor CB except range GV2ME; Accessories | 13987600 | 2.996%
LC1F225M7 | CONTACTOR | 14406700 | PTCTR: Contactor D>18A, LC2D***, Contactor F, K, TESYS U; Capacitor Contactor ; EOCR; Overload relays, Control Relays, ElectromagneticRelay; Motor CB except range GV2ME; Accessories | 13987600 | 2.996%
LC1F225MD | CONTACTOR | 15848800 | PTCTR: Contactor D>18A, LC2D***, Contactor F, K, TESYS U; Capacitor Contactor ; EOCR; Overload relays, Control Relays, ElectromagneticRelay; Motor CB except range GV2ME; Accessories | 15386800 | 3.003%
LC1F225N7 | CONTACTOR | 14406700 | PTCTR: Contactor D>18A, LC2D***, Contactor F, K, TESYS U; Capacitor Contactor ; EOCR; Overload relays, Control Relays, ElectromagneticRelay; Motor CB except range GV2ME; Accessories | 13987600 | 2.996%
LC1F225P7 | CONTACTOR | 14406700 | PTCTR: Contactor D>18A, LC2D***, Contactor F, K, TESYS U; Capacitor Contactor ; EOCR; Overload relays, Control Relays, ElectromagneticRelay; Motor CB except range GV2ME; Accessories | 13987600 | 2.996%
LC1F225Q7 | CONTACTOR | 14406700 | PTCTR: Contactor D>18A, LC2D***, Contactor F, K, TESYS U; Capacitor Contactor ; EOCR; Overload relays, Control Relays, ElectromagneticRelay; Motor CB except range GV2ME; Accessories | 13987600 | 2.996%
LC1F225R7 | CONTACTOR | 14406700 | PTCTR: Contactor D>18A, LC2D***, Contactor F, K, TESYS U; Capacitor Contactor ; EOCR; Overload relays, Control Relays, ElectromagneticRelay; Motor CB except range GV2ME; Accessories | 13987600 | 2.996%
LC1F225U7 | CONTACTOR | 14406700 | PTCTR: Contactor D>18A, LC2D***, Contactor F, K, TESYS U; Capacitor Contactor ; EOCR; Overload relays, Control Relays, ElectromagneticRelay; Motor CB except range GV2ME; Accessories | 13987600 | 2.996%
LC1F225V7 | CONTACTOR | 14406700 | PTCTR: Contactor D>18A, LC2D***, Contactor F, K, TESYS U; Capacitor Contactor ; EOCR; Overload relays, Control Relays, ElectromagneticRelay; Motor CB except range GV2ME; Accessories | 13987600 | 2.996%
LC1F2654BD | CONTACTOR LC1F 4P 350A AC1 24VDC | 38294300 | PTCTR: Contactor D>18A, LC2D***, Contactor F, K, TESYS U; Capacitor Contactor ; EOCR; Overload relays, Control Relays, ElectromagneticRelay; Motor CB except range GV2ME; Accessories | 37178900 | 3%
LC1F2654E7 | CONTACTOR LC1F 4P 350A 48V 50 60HZ | 36595900 | PTCTR: Contactor D>18A, LC2D***, Contactor F, K, TESYS U; Capacitor Contactor ; EOCR; Overload relays, Control Relays, ElectromagneticRelay; Motor CB except range GV2ME; Accessories | 35530000 | 3%
LC1F2654ED | CONTACTOR LC1F 4P 350A AC1 48VDC | 38294300 | PTCTR: Contactor D>18A, LC2D***, Contactor F, K, TESYS U; Capacitor Contactor ; EOCR; Overload relays, Control Relays, ElectromagneticRelay; Motor CB except range GV2ME; Accessories | 37178900 | 3%
LC1F2654F7 | CONTACTOR LC1F 4P 350A 110V 50 60HZ | 36595900 | PTCTR: Contactor D>18A, LC2D***, Contactor F, K, TESYS U; Capacitor Contactor ; EOCR; Overload relays, Control Relays, ElectromagneticRelay; Motor CB except range GV2ME; Accessories | 35530000 | 3%
LC1F2654FD | CONTACTOR LC1F 4P 350A AC1 110VDC | 38294300 | PTCTR: Contactor D>18A, LC2D***, Contactor F, K, TESYS U; Capacitor Contactor ; EOCR; Overload relays, Control Relays, ElectromagneticRelay; Motor CB except range GV2ME; Accessories | 37178900 | 3%
LC1F2654G7 | CONTACTOR LC1F 4P 350A 120V 50 60HZ | 36595900 | PTCTR: Contactor D>18A, LC2D***, Contactor F, K, TESYS U; Capacitor Contactor ; EOCR; Overload relays, Control Relays, ElectromagneticRelay; Motor CB except range GV2ME; Accessories | 35530000 | 3%
LC1F2654GD | CONTACTOR LC1F 4P 350A AC1 125VDC | 38294300 | PTCTR: Contactor D>18A, LC2D***, Contactor F, K, TESYS U; Capacitor Contactor ; EOCR; Overload relays, Control Relays, ElectromagneticRelay; Motor CB except range GV2ME; Accessories | 37178900 | 3%
LC1F2654M7 | CONTACTOR LC1F 4P 350A 220V 50 60HZ | 36595900 | PTCTR: Contactor D>18A, LC2D***, Contactor F, K, TESYS U; Capacitor Contactor ; EOCR; Overload relays, Control Relays, ElectromagneticRelay; Motor CB except range GV2ME; Accessories | 35530000 | 3%
LC1F2654MD | CONTACTOR LC1F 4P 350A AC1 220VDC | 38294300 | PTCTR: Contactor D>18A, LC2D***, Contactor F, K, TESYS U; Capacitor Contactor ; EOCR; Overload relays, Control Relays, ElectromagneticRelay; Motor CB except range GV2ME; Accessories | 37178900 | 3%
LC1F2654P7 | CONTACTOR LC1F 4P 350A 230V 50 60HZ | 36595900 | PTCTR: Contactor D>18A, LC2D***, Contactor F, K, TESYS U; Capacitor Contactor ; EOCR; Overload relays, Control Relays, ElectromagneticRelay; Motor CB except range GV2ME; Accessories | 35530000 | 3%
LC1F2654Q7 | CONTACTOR LC1F 4P 350A 380V 50 60HZ | 36595900 | PTCTR: Contactor D>18A, LC2D***, Contactor F, K, TESYS U; Capacitor Contactor ; EOCR; Overload relays, Control Relays, ElectromagneticRelay; Motor CB except range GV2ME; Accessories | 35530000 | 3%
LC1F2654U7 | CONTACTOR LC1F 4P 350A 240V 50 60HZ | 36595900 | PTCTR: Contactor D>18A, LC2D***, Contactor F, K, TESYS U; Capacitor Contactor ; EOCR; Overload relays, Control Relays, ElectromagneticRelay; Motor CB except range GV2ME; Accessories | 35530000 | 3%
LC1F2654V7 | CONTACTOR LC1F 4P 350A 400V 50 60HZ | 36595900 | PTCTR: Contactor D>18A, LC2D***, Contactor F, K, TESYS U; Capacitor Contactor ; EOCR; Overload relays, Control Relays, ElectromagneticRelay; Motor CB except range GV2ME; Accessories | 35530000 | 3%
LC1F265B7 | CONTACTOR | 17295300 | PTCTR: Contactor D>18A, LC2D***, Contactor F, K, TESYS U; Capacitor Contactor ; EOCR; Overload relays, Control Relays, ElectromagneticRelay; Motor CB except range GV2ME; Accessories | 16791500 | 3%
LC1F265BD | CONTACTOR | 19023400 | PTCTR: Contactor D>18A, LC2D***, Contactor F, K, TESYS U; Capacitor Contactor ; EOCR; Overload relays, Control Relays, ElectromagneticRelay; Motor CB except range GV2ME; Accessories | 18469000 | 3.002%
LC1F265E7 | CONTACTOR | 17295300 | PTCTR: Contactor D>18A, LC2D***, Contactor F, K, TESYS U; Capacitor Contactor ; EOCR; Overload relays, Control Relays, ElectromagneticRelay; Motor CB except range GV2ME; Accessories | 16791500 | 3%
LC1F265ED | CONTACTOR | 19023400 | PTCTR: Contactor D>18A, LC2D***, Contactor F, K, TESYS U; Capacitor Contactor ; EOCR; Overload relays, Control Relays, ElectromagneticRelay; Motor CB except range GV2ME; Accessories | 18469000 | 3.002%
LC1F265F7 | CONTACTOR | 17295300 | PTCTR: Contactor D>18A, LC2D***, Contactor F, K, TESYS U; Capacitor Contactor ; EOCR; Overload relays, Control Relays, ElectromagneticRelay; Motor CB except range GV2ME; Accessories | 16791500 | 3%
LC1F265FD | CONTACTOR | 19023400 | PTCTR: Contactor D>18A, LC2D***, Contactor F, K, TESYS U; Capacitor Contactor ; EOCR; Overload relays, Control Relays, ElectromagneticRelay; Motor CB except range GV2ME; Accessories | 18469000 | 3.002%
LC1F265FE7 | CONTACTOR | 17295300 | PTCTR: Contactor D>18A, LC2D***, Contactor F, K, TESYS U; Capacitor Contactor ; EOCR; Overload relays, Control Relays, ElectromagneticRelay; Motor CB except range GV2ME; Accessories | 16791500 | 3%
LC1F265G7 | CONTACTOR | 17295300 | PTCTR: Contactor D>18A, LC2D***, Contactor F, K, TESYS U; Capacitor Contactor ; EOCR; Overload relays, Control Relays, ElectromagneticRelay; Motor CB except range GV2ME; Accessories | 16791500 | 3%
LC1F265GD | CONTACTOR | 19023400 | PTCTR: Contactor D>18A, LC2D***, Contactor F, K, TESYS U; Capacitor Contactor ; EOCR; Overload relays, Control Relays, ElectromagneticRelay; Motor CB except range GV2ME; Accessories | 18469000 | 3.002%
LC1F265L7 | CONTACTOR | 17295300 | PTCTR: Contactor D>18A, LC2D***, Contactor F, K, TESYS U; Capacitor Contactor ; EOCR; Overload relays, Control Relays, ElectromagneticRelay; Motor CB except range GV2ME; Accessories | 16791500 | 3%
LC1F265M7 | CONTACTOR | 17295300 | PTCTR: Contactor D>18A, LC2D***, Contactor F, K, TESYS U; Capacitor Contactor ; EOCR; Overload relays, Control Relays, ElectromagneticRelay; Motor CB except range GV2ME; Accessories | 16791500 | 3%
LC1F265MD | CONTACTOR | 19023400 | PTCTR: Contactor D>18A, LC2D***, Contactor F, K, TESYS U; Capacitor Contactor ; EOCR; Overload relays, Control Relays, ElectromagneticRelay; Motor CB except range GV2ME; Accessories | 18469000 | 3.002%
LC1F265N7 | CONTACTOR | 17295300 | PTCTR: Contactor D>18A, LC2D***, Contactor F, K, TESYS U; Capacitor Contactor ; EOCR; Overload relays, Control Relays, ElectromagneticRelay; Motor CB except range GV2ME; Accessories | 16791500 | 3%
LC1F265P7 | CONTACTOR | 17295300 | PTCTR: Contactor D>18A, LC2D***, Contactor F, K, TESYS U; Capacitor Contactor ; EOCR; Overload relays, Control Relays, ElectromagneticRelay; Motor CB except range GV2ME; Accessories | 16791500 | 3%
LC1F265Q7 | CONTACTOR | 17295300 | PTCTR: Contactor D>18A, LC2D***, Contactor F, K, TESYS U; Capacitor Contactor ; EOCR; Overload relays, Control Relays, ElectromagneticRelay; Motor CB except range GV2ME; Accessories | 16791500 | 3%
LC1F265R7 | CONTACTOR | 17295300 | PTCTR: Contactor D>18A, LC2D***, Contactor F, K, TESYS U; Capacitor Contactor ; EOCR; Overload relays, Control Relays, ElectromagneticRelay; Motor CB except range GV2ME; Accessories | 16791500 | 3%
LC1F265U7 | CONTACTOR | 17295300 | PTCTR: Contactor D>18A, LC2D***, Contactor F, K, TESYS U; Capacitor Contactor ; EOCR; Overload relays, Control Relays, ElectromagneticRelay; Motor CB except range GV2ME; Accessories | 16791500 | 3%
LC1F265UD | CONTACTOR | 19023400 | PTCTR: Contactor D>18A, LC2D***, Contactor F, K, TESYS U; Capacitor Contactor ; EOCR; Overload relays, Control Relays, ElectromagneticRelay; Motor CB except range GV2ME; Accessories | 18469000 | 3.002%
LC1F265V7 | CONTACTOR | 17295300 | PTCTR: Contactor D>18A, LC2D***, Contactor F, K, TESYS U; Capacitor Contactor ; EOCR; Overload relays, Control Relays, ElectromagneticRelay; Motor CB except range GV2ME; Accessories | 16791500 | 3%
LC1F3304BD | CONTACTOR LC1F 4P 400A AC1 24VDC | 42870300 | PTCTR: Contactor D>18A, LC2D***, Contactor F, K, TESYS U; Capacitor Contactor ; EOCR; Overload relays, Control Relays, ElectromagneticRelay; Motor CB except range GV2ME; Accessories | 41621800 | 3%
LC1F3304ED | CONTACTOR LC1F 4P 400A AC1 48VDC | 42870300 | PTCTR: Contactor D>18A, LC2D***, Contactor F, K, TESYS U; Capacitor Contactor ; EOCR; Overload relays, Control Relays, ElectromagneticRelay; Motor CB except range GV2ME; Accessories | 41621800 | 3%
LC1F3304F7 | CONTACTOR LC1F 4P 400A 110V 50 60HZ | 41170800 | PTCTR: Contactor D>18A, LC2D***, Contactor F, K, TESYS U; Capacitor Contactor ; EOCR; Overload relays, Control Relays, ElectromagneticRelay; Motor CB except range GV2ME; Accessories | 39971800 | 3%
LC1F3304FD | CONTACTOR LC1F 4P 400A AC1 110VDC | 42870300 | PTCTR: Contactor D>18A, LC2D***, Contactor F, K, TESYS U; Capacitor Contactor ; EOCR; Overload relays, Control Relays, ElectromagneticRelay; Motor CB except range GV2ME; Accessories | 41621800 | 3%
LC1F3304FE7 | CONTACTOR LC1F 4P 400A 48V 50 60HZ | 41170800 | PTCTR: Contactor D>18A, LC2D***, Contactor F, K, TESYS U; Capacitor Contactor ; EOCR; Overload relays, Control Relays, ElectromagneticRelay; Motor CB except range GV2ME; Accessories | 39971800 | 3%
LC1F3304GD | CONTACTOR LC1F 4P 400A AC1 125VDC | 42870300 | PTCTR: Contactor D>18A, LC2D***, Contactor F, K, TESYS U; Capacitor Contactor ; EOCR; Overload relays, Control Relays, ElectromagneticRelay; Motor CB except range GV2ME; Accessories | 41621800 | 3%
LC1F3304M7 | CONTACTOR LC1F 4P 400A 220V 50 60HZ | 41170800 | PTCTR: Contactor D>18A, LC2D***, Contactor F, K, TESYS U; Capacitor Contactor ; EOCR; Overload relays, Control Relays, ElectromagneticRelay; Motor CB except range GV2ME; Accessories | 39971800 | 3%
LC1F3304MD | CONTACTOR LC1F 4P 400A AC1 220VDC | 42870300 | PTCTR: Contactor D>18A, LC2D***, Contactor F, K, TESYS U; Capacitor Contactor ; EOCR; Overload relays, Control Relays, ElectromagneticRelay; Motor CB except range GV2ME; Accessories | 41621800 | 3%
LC1F3304P7 | CONTACTOR LC1F 4P 400A 230V 50 60HZ | 41170800 | PTCTR: Contactor D>18A, LC2D***, Contactor F, K, TESYS U; Capacitor Contactor ; EOCR; Overload relays, Control Relays, ElectromagneticRelay; Motor CB except range GV2ME; Accessories | 39971800 | 3%
LC1F3304Q7 | CONTACTOR LC1F 4P 400A 380V 50 60HZ | 41170800 | PTCTR: Contactor D>18A, LC2D***, Contactor F, K, TESYS U; Capacitor Contactor ; EOCR; Overload relays, Control Relays, ElectromagneticRelay; Motor CB except range GV2ME; Accessories | 39971800 | 3%
LC1F3304U7 | CONTACTOR LC1F 4P 400A 240V 50 60HZ | 41170800 | PTCTR: Contactor D>18A, LC2D***, Contactor F, K, TESYS U; Capacitor Contactor ; EOCR; Overload relays, Control Relays, ElectromagneticRelay; Motor CB except range GV2ME; Accessories | 39971800 | 3%
LC1F3304V7 | CONTACTOR LC1F 4P 400A 400V 50 60HZ | 41170800 | PTCTR: Contactor D>18A, LC2D***, Contactor F, K, TESYS U; Capacitor Contactor ; EOCR; Overload relays, Control Relays, ElectromagneticRelay; Motor CB except range GV2ME; Accessories | 39971800 | 3%
LC1F330B7 | CONTACTOR | 20747100 | PTCTR: Contactor D>18A, LC2D***, Contactor F, K, TESYS U; Capacitor Contactor ; EOCR; Overload relays, Control Relays, ElectromagneticRelay; Motor CB except range GV2ME; Accessories | 20143200 | 2.998%
LC1F330BD | CONTACTOR | 22823900 | PTCTR: Contactor D>18A, LC2D***, Contactor F, K, TESYS U; Capacitor Contactor ; EOCR; Overload relays, Control Relays, ElectromagneticRelay; Motor CB except range GV2ME; Accessories | 22159500 | 2.998%
LC1F330E7 | CONTACTOR | 20747100 | PTCTR: Contactor D>18A, LC2D***, Contactor F, K, TESYS U; Capacitor Contactor ; EOCR; Overload relays, Control Relays, ElectromagneticRelay; Motor CB except range GV2ME; Accessories | 20143200 | 2.998%
LC1F330ED | CONTACTOR | 22823900 | PTCTR: Contactor D>18A, LC2D***, Contactor F, K, TESYS U; Capacitor Contactor ; EOCR; Overload relays, Control Relays, ElectromagneticRelay; Motor CB except range GV2ME; Accessories | 22159500 | 2.998%
LC1F330F7 | CONTACTOR | 20747100 | PTCTR: Contactor D>18A, LC2D***, Contactor F, K, TESYS U; Capacitor Contactor ; EOCR; Overload relays, Control Relays, ElectromagneticRelay; Motor CB except range GV2ME; Accessories | 20143200 | 2.998%
LC1F330FD | CONTACTOR | 22823900 | PTCTR: Contactor D>18A, LC2D***, Contactor F, K, TESYS U; Capacitor Contactor ; EOCR; Overload relays, Control Relays, ElectromagneticRelay; Motor CB except range GV2ME; Accessories | 22159500 | 2.998%
LC1F330FE7 | CONTACTOR | 20747100 | PTCTR: Contactor D>18A, LC2D***, Contactor F, K, TESYS U; Capacitor Contactor ; EOCR; Overload relays, Control Relays, ElectromagneticRelay; Motor CB except range GV2ME; Accessories | 20143200 | 2.998%
LC1F330G7 | CONTACTOR | 20754800 | PTCTR: Contactor D>18A, LC2D***, Contactor F, K, TESYS U; Capacitor Contactor ; EOCR; Overload relays, Control Relays, ElectromagneticRelay; Motor CB except range GV2ME; Accessories | 20149800 | 3.003%
LC1F330GD | CONTACTOR | 22823900 | PTCTR: Contactor D>18A, LC2D***, Contactor F, K, TESYS U; Capacitor Contactor ; EOCR; Overload relays, Control Relays, ElectromagneticRelay; Motor CB except range GV2ME; Accessories | 22159500 | 2.998%
LC1F330L7 | CONTACTOR | 20747100 | PTCTR: Contactor D>18A, LC2D***, Contactor F, K, TESYS U; Capacitor Contactor ; EOCR; Overload relays, Control Relays, ElectromagneticRelay; Motor CB except range GV2ME; Accessories | 20143200 | 2.998%
LC1F330M7 | CONTAC TO R TESYS LC1F 3P AC3 440V 330 A | 20747100 | PTCTR: Contactor D>18A, LC2D***, Contactor F, K, TESYS U; Capacitor Contactor ; EOCR; Overload relays, Control Relays, ElectromagneticRelay; Motor CB except range GV2ME; Accessories | 20143200 | 2.998%
LC1F330MD | CONTACTOR | 22823900 | PTCTR: Contactor D>18A, LC2D***, Contactor F, K, TESYS U; Capacitor Contactor ; EOCR; Overload relays, Control Relays, ElectromagneticRelay; Motor CB except range GV2ME; Accessories | 22159500 | 2.998%
LC1F330N7 | CONTACTOR | 20747100 | PTCTR: Contactor D>18A, LC2D***, Contactor F, K, TESYS U; Capacitor Contactor ; EOCR; Overload relays, Control Relays, ElectromagneticRelay; Motor CB except range GV2ME; Accessories | 20143200 | 2.998%
LC1F330P7 | CONTACTOR | 20747100 | PTCTR: Contactor D>18A, LC2D***, Contactor F, K, TESYS U; Capacitor Contactor ; EOCR; Overload relays, Control Relays, ElectromagneticRelay; Motor CB except range GV2ME; Accessories | 20143200 | 2.998%
LC1F330Q7 | CONTACTOR | 20747100 | PTCTR: Contactor D>18A, LC2D***, Contactor F, K, TESYS U; Capacitor Contactor ; EOCR; Overload relays, Control Relays, ElectromagneticRelay; Motor CB except range GV2ME; Accessories | 20143200 | 2.998%
LC1F330R7 | CONTACTOR | 20747100 | PTCTR: Contactor D>18A, LC2D***, Contactor F, K, TESYS U; Capacitor Contactor ; EOCR; Overload relays, Control Relays, ElectromagneticRelay; Motor CB except range GV2ME; Accessories | 20143200 | 2.998%
LC1F330U7 | CONTACTOR | 20747100 | PTCTR: Contactor D>18A, LC2D***, Contactor F, K, TESYS U; Capacitor Contactor ; EOCR; Overload relays, Control Relays, ElectromagneticRelay; Motor CB except range GV2ME; Accessories | 20143200 | 2.998%
LC1F330V7 | CONTACTOR | 20747100 | PTCTR: Contactor D>18A, LC2D***, Contactor F, K, TESYS U; Capacitor Contactor ; EOCR; Overload relays, Control Relays, ElectromagneticRelay; Motor CB except range GV2ME; Accessories | 20143200 | 2.998%
LC1F4004F7 | CONTACTOR LC1F 4P 500A 110V 50 60HZ | 54890000 | PTCTR: Contactor D>18A, LC2D***, Contactor F, K, TESYS U; Capacitor Contactor ; EOCR; Overload relays, Control Relays, ElectromagneticRelay; Motor CB except range GV2ME; Accessories | 53291700 | 2.999%
LC1F4004FD | CONTACTOR LC1F 4P 500A AC1 110VDC | 57440900 | PTCTR: Contactor D>18A, LC2D***, Contactor F, K, TESYS U; Capacitor Contactor ; EOCR; Overload relays, Control Relays, ElectromagneticRelay; Motor CB except range GV2ME; Accessories | 55767800 | 3%
LC1F4004GD | CONTACTOR LC1F 4P 500A AC1 125VDC | 57440900 | PTCTR: Contactor D>18A, LC2D***, Contactor F, K, TESYS U; Capacitor Contactor ; EOCR; Overload relays, Control Relays, ElectromagneticRelay; Motor CB except range GV2ME; Accessories | 55767800 | 3%
LC1F4004M7 | CONTACTOR LC1F 4P 500A 220V 50 60HZ | 54890000 | PTCTR: Contactor D>18A, LC2D***, Contactor F, K, TESYS U; Capacitor Contactor ; EOCR; Overload relays, Control Relays, ElectromagneticRelay; Motor CB except range GV2ME; Accessories | 53291700 | 2.999%
LC1F4004MD | CONTACTOR LC1F 4P 500A AC1 220VDC | 57440900 | PTCTR: Contactor D>18A, LC2D***, Contactor F, K, TESYS U; Capacitor Contactor ; EOCR; Overload relays, Control Relays, ElectromagneticRelay; Motor CB except range GV2ME; Accessories | 55767800 | 3%
LC1F4004P7 | CONTACTOR LC1F 4P 500A 230V 50 60HZ | 54890000 | PTCTR: Contactor D>18A, LC2D***, Contactor F, K, TESYS U; Capacitor Contactor ; EOCR; Overload relays, Control Relays, ElectromagneticRelay; Motor CB except range GV2ME; Accessories | 53291700 | 2.999%
LC1F4004Q7 | CONTACTOR LC1F 4P 500A 380V 50 60HZ | 54890000 | PTCTR: Contactor D>18A, LC2D***, Contactor F, K, TESYS U; Capacitor Contactor ; EOCR; Overload relays, Control Relays, ElectromagneticRelay; Motor CB except range GV2ME; Accessories | 53291700 | 2.999%
LC1F4004U7 | CONTACTOR LC1F 4P 500A 240V 50 60HZ | 54890000 | PTCTR: Contactor D>18A, LC2D***, Contactor F, K, TESYS U; Capacitor Contactor ; EOCR; Overload relays, Control Relays, ElectromagneticRelay; Motor CB except range GV2ME; Accessories | 53291700 | 2.999%
LC1F4004V7 | CONTACTOR LC1F 4P 500A 400V 50 60HZ | 54890000 | PTCTR: Contactor D>18A, LC2D***, Contactor F, K, TESYS U; Capacitor Contactor ; EOCR; Overload relays, Control Relays, ElectromagneticRelay; Motor CB except range GV2ME; Accessories | 53291700 | 2.999%
LC1F400E7 | CONTACTOR | 24909500 | PTCTR: Contactor D>18A, LC2D***, Contactor F, K, TESYS U; Capacitor Contactor ; EOCR; Overload relays, Control Relays, ElectromagneticRelay; Motor CB except range GV2ME; Accessories | 24183500 | 3.002%
LC1F400ED | CONTACTOR | 27398800 | PTCTR: Contactor D>18A, LC2D***, Contactor F, K, TESYS U; Capacitor Contactor ; EOCR; Overload relays, Control Relays, ElectromagneticRelay; Motor CB except range GV2ME; Accessories | 26601300 | 2.998%
LC1F400F7 | CONTACTOR | 24909500 | PTCTR: Contactor D>18A, LC2D***, Contactor F, K, TESYS U; Capacitor Contactor ; EOCR; Overload relays, Control Relays, ElectromagneticRelay; Motor CB except range GV2ME; Accessories | 24183500 | 3.002%
LC1F400FD | CONTACTOR | 27398800 | PTCTR: Contactor D>18A, LC2D***, Contactor F, K, TESYS U; Capacitor Contactor ; EOCR; Overload relays, Control Relays, ElectromagneticRelay; Motor CB except range GV2ME; Accessories | 26601300 | 2.998%
LC1F400FE7 | CONTACTOR | 24909500 | PTCTR: Contactor D>18A, LC2D***, Contactor F, K, TESYS U; Capacitor Contactor ; EOCR; Overload relays, Control Relays, ElectromagneticRelay; Motor CB except range GV2ME; Accessories | 24183500 | 3.002%
LC1F400GD | CONTACTOR | 27398800 | PTCTR: Contactor D>18A, LC2D***, Contactor F, K, TESYS U; Capacitor Contactor ; EOCR; Overload relays, Control Relays, ElectromagneticRelay; Motor CB except range GV2ME; Accessories | 26601300 | 2.998%
LC1F400L7 | CONTACTOR | 24909500 | PTCTR: Contactor D>18A, LC2D***, Contactor F, K, TESYS U; Capacitor Contactor ; EOCR; Overload relays, Control Relays, ElectromagneticRelay; Motor CB except range GV2ME; Accessories | 24183500 | 3.002%
LC1F400M7 | CONTACTOR | 24909500 | PTCTR: Contactor D>18A, LC2D***, Contactor F, K, TESYS U; Capacitor Contactor ; EOCR; Overload relays, Control Relays, ElectromagneticRelay; Motor CB except range GV2ME; Accessories | 24183500 | 3.002%
LC1F400MD | CONTACTOR | 27398800 | PTCTR: Contactor D>18A, LC2D***, Contactor F, K, TESYS U; Capacitor Contactor ; EOCR; Overload relays, Control Relays, ElectromagneticRelay; Motor CB except range GV2ME; Accessories | 26601300 | 2.998%
LC1F400N7 | CONTACTOR | 24909500 | PTCTR: Contactor D>18A, LC2D***, Contactor F, K, TESYS U; Capacitor Contactor ; EOCR; Overload relays, Control Relays, ElectromagneticRelay; Motor CB except range GV2ME; Accessories | 24183500 | 3.002%
LC1F400P7 | CONTACTOR | 24909500 | PTCTR: Contactor D>18A, LC2D***, Contactor F, K, TESYS U; Capacitor Contactor ; EOCR; Overload relays, Control Relays, ElectromagneticRelay; Motor CB except range GV2ME; Accessories | 24183500 | 3.002%
LC1F400Q7 | CONTACTOR | 24909500 | PTCTR: Contactor D>18A, LC2D***, Contactor F, K, TESYS U; Capacitor Contactor ; EOCR; Overload relays, Control Relays, ElectromagneticRelay; Motor CB except range GV2ME; Accessories | 24183500 | 3.002%
LC1F400R7 | CONTACTOR | 24909500 | PTCTR: Contactor D>18A, LC2D***, Contactor F, K, TESYS U; Capacitor Contactor ; EOCR; Overload relays, Control Relays, ElectromagneticRelay; Motor CB except range GV2ME; Accessories | 24183500 | 3.002%
LC1F400U7 | CONTACTOR | 24909500 | PTCTR: Contactor D>18A, LC2D***, Contactor F, K, TESYS U; Capacitor Contactor ; EOCR; Overload relays, Control Relays, ElectromagneticRelay; Motor CB except range GV2ME; Accessories | 24183500 | 3.002%
LC1F400V7 | CONTACTOR | 24909500 | PTCTR: Contactor D>18A, LC2D***, Contactor F, K, TESYS U; Capacitor Contactor ; EOCR; Overload relays, Control Relays, ElectromagneticRelay; Motor CB except range GV2ME; Accessories | 24183500 | 3.002%
LC1F5004F7 | CONTACTOR LC1F 4P 700A 110V 50 60HZ | 73187400 | PTCTR: Contactor D>18A, LC2D***, Contactor F, K, TESYS U; Capacitor Contactor ; EOCR; Overload relays, Control Relays, ElectromagneticRelay; Motor CB except range GV2ME; Accessories | 71055600 | 3%
LC1F5004FD | CONTACTOR LC1F 4P 700A AC1 110VDC | 76585300 | PTCTR: Contactor D>18A, LC2D***, Contactor F, K, TESYS U; Capacitor Contactor ; EOCR; Overload relays, Control Relays, ElectromagneticRelay; Motor CB except range GV2ME; Accessories | 74354500 | 3%
LC1F5004GD | CONTACTOR LC1F 4P 700A AC1 125VDC | 76585300 | PTCTR: Contactor D>18A, LC2D***, Contactor F, K, TESYS U; Capacitor Contactor ; EOCR; Overload relays, Control Relays, ElectromagneticRelay; Motor CB except range GV2ME; Accessories | 74354500 | 3%
LC1F5004M7 | CONTACTOR LC1F 4P 700A 220V 50 60HZ | 73187400 | PTCTR: Contactor D>18A, LC2D***, Contactor F, K, TESYS U; Capacitor Contactor ; EOCR; Overload relays, Control Relays, ElectromagneticRelay; Motor CB except range GV2ME; Accessories | 71055600 | 3%
LC1F5004MD | CONTACTOR LC1F 4P 700A AC1 220VDC | 76585300 | PTCTR: Contactor D>18A, LC2D***, Contactor F, K, TESYS U; Capacitor Contactor ; EOCR; Overload relays, Control Relays, ElectromagneticRelay; Motor CB except range GV2ME; Accessories | 74354500 | 3%
LC1F5004P7 | CONTACTOR LC1F 4P 700A 230V 50 60HZ | 73187400 | PTCTR: Contactor D>18A, LC2D***, Contactor F, K, TESYS U; Capacitor Contactor ; EOCR; Overload relays, Control Relays, ElectromagneticRelay; Motor CB except range GV2ME; Accessories | 71055600 | 3%
LC1F5004U7 | CONTACTOR LC1F 4P 700A 240V 50 60HZ | 73187400 | PTCTR: Contactor D>18A, LC2D***, Contactor F, K, TESYS U; Capacitor Contactor ; EOCR; Overload relays, Control Relays, ElectromagneticRelay; Motor CB except range GV2ME; Accessories | 71055600 | 3%
LC1F5004V7 | CONTACTOR LC1F 4P 700A 400V 50 60HZ | 73187400 | PTCTR: Contactor D>18A, LC2D***, Contactor F, K, TESYS U; Capacitor Contactor ; EOCR; Overload relays, Control Relays, ElectromagneticRelay; Motor CB except range GV2ME; Accessories | 71055600 | 3%
LC1F500E7 | CONTACTOR | 34872200 | PTCTR: Contactor D>18A, LC2D***, Contactor F, K, TESYS U; Capacitor Contactor ; EOCR; Overload relays, Control Relays, ElectromagneticRelay; Motor CB except range GV2ME; Accessories | 33856900 | 2.999%
LC1F500ED | CONTACTOR | 38358100 | PTCTR: Contactor D>18A, LC2D***, Contactor F, K, TESYS U; Capacitor Contactor ; EOCR; Overload relays, Control Relays, ElectromagneticRelay; Motor CB except range GV2ME; Accessories | 37240500 | 3.001%
LC1F500F7 | CONTACTOR | 34872200 | PTCTR: Contactor D>18A, LC2D***, Contactor F, K, TESYS U; Capacitor Contactor ; EOCR; Overload relays, Control Relays, ElectromagneticRelay; Motor CB except range GV2ME; Accessories | 33856900 | 2.999%
LC1F500FD | CONTACTOR | 38358100 | PTCTR: Contactor D>18A, LC2D***, Contactor F, K, TESYS U; Capacitor Contactor ; EOCR; Overload relays, Control Relays, ElectromagneticRelay; Motor CB except range GV2ME; Accessories | 37240500 | 3.001%
LC1F500FE7 | CONTACTOR | 34872200 | PTCTR: Contactor D>18A, LC2D***, Contactor F, K, TESYS U; Capacitor Contactor ; EOCR; Overload relays, Control Relays, ElectromagneticRelay; Motor CB except range GV2ME; Accessories | 33856900 | 2.999%
LC1F500GD | CONTACTOR | 38358100 | PTCTR: Contactor D>18A, LC2D***, Contactor F, K, TESYS U; Capacitor Contactor ; EOCR; Overload relays, Control Relays, ElectromagneticRelay; Motor CB except range GV2ME; Accessories | 37240500 | 3.001%
LC1F500L7 | CONTACTOR | 34872200 | PTCTR: Contactor D>18A, LC2D***, Contactor F, K, TESYS U; Capacitor Contactor ; EOCR; Overload relays, Control Relays, ElectromagneticRelay; Motor CB except range GV2ME; Accessories | 33856900 | 2.999%
LC1F500M7 | CONTACTOR | 34872200 | PTCTR: Contactor D>18A, LC2D***, Contactor F, K, TESYS U; Capacitor Contactor ; EOCR; Overload relays, Control Relays, ElectromagneticRelay; Motor CB except range GV2ME; Accessories | 33856900 | 2.999%
LC1F500MD | CONTACTOR | 38358100 | PTCTR: Contactor D>18A, LC2D***, Contactor F, K, TESYS U; Capacitor Contactor ; EOCR; Overload relays, Control Relays, ElectromagneticRelay; Motor CB except range GV2ME; Accessories | 37240500 | 3.001%
LC1F500N7 | CONTACTOR | 34872200 | PTCTR: Contactor D>18A, LC2D***, Contactor F, K, TESYS U; Capacitor Contactor ; EOCR; Overload relays, Control Relays, ElectromagneticRelay; Motor CB except range GV2ME; Accessories | 33856900 | 2.999%
LC1F500P7 | CONTACTOR | 34872200 | PTCTR: Contactor D>18A, LC2D***, Contactor F, K, TESYS U; Capacitor Contactor ; EOCR; Overload relays, Control Relays, ElectromagneticRelay; Motor CB except range GV2ME; Accessories | 33856900 | 2.999%
LC1F500Q7 | CONTACTOR | 34872200 | PTCTR: Contactor D>18A, LC2D***, Contactor F, K, TESYS U; Capacitor Contactor ; EOCR; Overload relays, Control Relays, ElectromagneticRelay; Motor CB except range GV2ME; Accessories | 33856900 | 2.999%
LC1F500R7 | CONTACTOR | 34872200 | PTCTR: Contactor D>18A, LC2D***, Contactor F, K, TESYS U; Capacitor Contactor ; EOCR; Overload relays, Control Relays, ElectromagneticRelay; Motor CB except range GV2ME; Accessories | 33856900 | 2.999%
LC1F500U7 | CONTACTOR | 34872200 | PTCTR: Contactor D>18A, LC2D***, Contactor F, K, TESYS U; Capacitor Contactor ; EOCR; Overload relays, Control Relays, ElectromagneticRelay; Motor CB except range GV2ME; Accessories | 33856900 | 2.999%
LC1F500V7 | CONTACTOR | 34872200 | PTCTR: Contactor D>18A, LC2D***, Contactor F, K, TESYS U; Capacitor Contactor ; EOCR; Overload relays, Control Relays, ElectromagneticRelay; Motor CB except range GV2ME; Accessories | 33856900 | 2.999%
LC1F6304BD | CONTACTOR LC1F 4P 1000A AC1 24VDC | 92629900 | PTCTR: Contactor D>18A, LC2D***, Contactor F, K, TESYS U; Capacitor Contactor ; EOCR; Overload relays, Control Relays, ElectromagneticRelay; Motor CB except range GV2ME; Accessories | 89931600 | 3%
LC1F6304F7 | CONTACTOR LC1F 4P 1000A 110V 50 60HZ | 89961300 | PTCTR: Contactor D>18A, LC2D***, Contactor F, K, TESYS U; Capacitor Contactor ; EOCR; Overload relays, Control Relays, ElectromagneticRelay; Motor CB except range GV2ME; Accessories | 87341100 | 3%
LC1F6304FD | CONTACTOR LC1F 4P 1000A AC1 110VDC | 92629900 | PTCTR: Contactor D>18A, LC2D***, Contactor F, K, TESYS U; Capacitor Contactor ; EOCR; Overload relays, Control Relays, ElectromagneticRelay; Motor CB except range GV2ME; Accessories | 89931600 | 3%
LC1F6304GD | CONTACTOR LC1F 4P 1000A AC1 125VDC | 92629900 | PTCTR: Contactor D>18A, LC2D***, Contactor F, K, TESYS U; Capacitor Contactor ; EOCR; Overload relays, Control Relays, ElectromagneticRelay; Motor CB except range GV2ME; Accessories | 89931600 | 3%
LC1F6304M7 | CONTACTOR LC1F 4P 1000A 220V 50 60HZ | 89961300 | PTCTR: Contactor D>18A, LC2D***, Contactor F, K, TESYS U; Capacitor Contactor ; EOCR; Overload relays, Control Relays, ElectromagneticRelay; Motor CB except range GV2ME; Accessories | 87341100 | 3%
LC1F6304P7 | CONTACTOR LC1F 4P 1000A 230V 50 60HZ | 89961300 | PTCTR: Contactor D>18A, LC2D***, Contactor F, K, TESYS U; Capacitor Contactor ; EOCR; Overload relays, Control Relays, ElectromagneticRelay; Motor CB except range GV2ME; Accessories | 87341100 | 3%
LC1F6304U7 | CONTACTOR LC1F 4P 1000A 240V 50 60HZ | 89961300 | PTCTR: Contactor D>18A, LC2D***, Contactor F, K, TESYS U; Capacitor Contactor ; EOCR; Overload relays, Control Relays, ElectromagneticRelay; Motor CB except range GV2ME; Accessories | 87341100 | 3%
LC1F6304V7 | CONTACTOR LC1F 4P 1000A 400V 50 60HZ | 89961300 | PTCTR: Contactor D>18A, LC2D***, Contactor F, K, TESYS U; Capacitor Contactor ; EOCR; Overload relays, Control Relays, ElectromagneticRelay; Motor CB except range GV2ME; Accessories | 87341100 | 3%
LC1F630E7 | CONTACTOR | 44834900 | PTCTR: Contactor D>18A, LC2D***, Contactor F, K, TESYS U; Capacitor Contactor ; EOCR; Overload relays, Control Relays, ElectromagneticRelay; Motor CB except range GV2ME; Accessories | 43529200 | 3%
LC1F630F7 | CONTACTOR | 44834900 | PTCTR: Contactor D>18A, LC2D***, Contactor F, K, TESYS U; Capacitor Contactor ; EOCR; Overload relays, Control Relays, ElectromagneticRelay; Motor CB except range GV2ME; Accessories | 43529200 | 3%
LC1F630FD | CONTACTOR | 49319600 | PTCTR: Contactor D>18A, LC2D***, Contactor F, K, TESYS U; Capacitor Contactor ; EOCR; Overload relays, Control Relays, ElectromagneticRelay; Motor CB except range GV2ME; Accessories | 47883000 | 3%
LC1F630FE7 | CONTACTOR | 44834900 | PTCTR: Contactor D>18A, LC2D***, Contactor F, K, TESYS U; Capacitor Contactor ; EOCR; Overload relays, Control Relays, ElectromagneticRelay; Motor CB except range GV2ME; Accessories | 43529200 | 3%
LC1F630G7 | CONTACTOR | 44834900 | PTCTR: Contactor D>18A, LC2D***, Contactor F, K, TESYS U; Capacitor Contactor ; EOCR; Overload relays, Control Relays, ElectromagneticRelay; Motor CB except range GV2ME; Accessories | 43529200 | 3%
LC1F630GD | CONTACTOR | 49319600 | PTCTR: Contactor D>18A, LC2D***, Contactor F, K, TESYS U; Capacitor Contactor ; EOCR; Overload relays, Control Relays, ElectromagneticRelay; Motor CB except range GV2ME; Accessories | 47883000 | 3%
LC1F630L7 | CONTACTOR | 44834900 | PTCTR: Contactor D>18A, LC2D***, Contactor F, K, TESYS U; Capacitor Contactor ; EOCR; Overload relays, Control Relays, ElectromagneticRelay; Motor CB except range GV2ME; Accessories | 43529200 | 3%
LC1F630M7 | CONTACTOR | 44834900 | PTCTR: Contactor D>18A, LC2D***, Contactor F, K, TESYS U; Capacitor Contactor ; EOCR; Overload relays, Control Relays, ElectromagneticRelay; Motor CB except range GV2ME; Accessories | 43529200 | 3%
LC1F630MD | CONTACTOR | 49319600 | PTCTR: Contactor D>18A, LC2D***, Contactor F, K, TESYS U; Capacitor Contactor ; EOCR; Overload relays, Control Relays, ElectromagneticRelay; Motor CB except range GV2ME; Accessories | 47883000 | 3%
LC1F630N7 | CONTACTOR | 44834900 | PTCTR: Contactor D>18A, LC2D***, Contactor F, K, TESYS U; Capacitor Contactor ; EOCR; Overload relays, Control Relays, ElectromagneticRelay; Motor CB except range GV2ME; Accessories | 43529200 | 3%
LC1F630P7 | CONTACTOR | 44834900 | PTCTR: Contactor D>18A, LC2D***, Contactor F, K, TESYS U; Capacitor Contactor ; EOCR; Overload relays, Control Relays, ElectromagneticRelay; Motor CB except range GV2ME; Accessories | 43529200 | 3%
LC1F630Q7 | CONTACTOR | 44834900 | PTCTR: Contactor D>18A, LC2D***, Contactor F, K, TESYS U; Capacitor Contactor ; EOCR; Overload relays, Control Relays, ElectromagneticRelay; Motor CB except range GV2ME; Accessories | 43529200 | 3%
LC1F630R7 | CONTACTOR | 44834900 | PTCTR: Contactor D>18A, LC2D***, Contactor F, K, TESYS U; Capacitor Contactor ; EOCR; Overload relays, Control Relays, ElectromagneticRelay; Motor CB except range GV2ME; Accessories | 43529200 | 3%
LC1F630U7 | CONTACTOR | 44834900 | PTCTR: Contactor D>18A, LC2D***, Contactor F, K, TESYS U; Capacitor Contactor ; EOCR; Overload relays, Control Relays, ElectromagneticRelay; Motor CB except range GV2ME; Accessories | 43529200 | 3%
LC1F630V7 | CONTACTOR | 44834900 | PTCTR: Contactor D>18A, LC2D***, Contactor F, K, TESYS U; Capacitor Contactor ; EOCR; Overload relays, Control Relays, ElectromagneticRelay; Motor CB except range GV2ME; Accessories | 43529200 | 3%
LC1F780F7 | CONTACTOR | 87743700 | PTCTR: Contactor D>18A, LC2D***, Contactor F, K, TESYS U; Capacitor Contactor ; EOCR; Overload relays, Control Relays, ElectromagneticRelay; Motor CB except range GV2ME; Accessories | 85188400 | 3%
LC1F780FE7 | CONTACTOR | 87743700 | PTCTR: Contactor D>18A, LC2D***, Contactor F, K, TESYS U; Capacitor Contactor ; EOCR; Overload relays, Control Relays, ElectromagneticRelay; Motor CB except range GV2ME; Accessories | 85188400 | 3%
LC1F780GD | CONTACTOR | 96518400 | PTCTR: Contactor D>18A, LC2D***, Contactor F, K, TESYS U; Capacitor Contactor ; EOCR; Overload relays, Control Relays, ElectromagneticRelay; Motor CB except range GV2ME; Accessories | 93706800 | 3%
LC1F780L7 | CONTACTOR | 87743700 | PTCTR: Contactor D>18A, LC2D***, Contactor F, K, TESYS U; Capacitor Contactor ; EOCR; Overload relays, Control Relays, ElectromagneticRelay; Motor CB except range GV2ME; Accessories | 85188400 | 3%
LC1F780M7 | CONTACTOR | 87743700 | PTCTR: Contactor D>18A, LC2D***, Contactor F, K, TESYS U; Capacitor Contactor ; EOCR; Overload relays, Control Relays, ElectromagneticRelay; Motor CB except range GV2ME; Accessories | 85188400 | 3%
LC1F780MD | CONTACTOR | 96518400 | PTCTR: Contactor D>18A, LC2D***, Contactor F, K, TESYS U; Capacitor Contactor ; EOCR; Overload relays, Control Relays, ElectromagneticRelay; Motor CB except range GV2ME; Accessories | 93706800 | 3%
LC1F780N7 | CONTACTOR | 87743700 | PTCTR: Contactor D>18A, LC2D***, Contactor F, K, TESYS U; Capacitor Contactor ; EOCR; Overload relays, Control Relays, ElectromagneticRelay; Motor CB except range GV2ME; Accessories | 85188400 | 3%
LC1F780P7 | CONTACTOR | 87743700 | PTCTR: Contactor D>18A, LC2D***, Contactor F, K, TESYS U; Capacitor Contactor ; EOCR; Overload relays, Control Relays, ElectromagneticRelay; Motor CB except range GV2ME; Accessories | 85188400 | 3%
LC1F780Q7 | CONTACTOR | 87743700 | PTCTR: Contactor D>18A, LC2D***, Contactor F, K, TESYS U; Capacitor Contactor ; EOCR; Overload relays, Control Relays, ElectromagneticRelay; Motor CB except range GV2ME; Accessories | 85188400 | 3%
LC1F780R7 | CONTACTOR | 87743700 | PTCTR: Contactor D>18A, LC2D***, Contactor F, K, TESYS U; Capacitor Contactor ; EOCR; Overload relays, Control Relays, ElectromagneticRelay; Motor CB except range GV2ME; Accessories | 85188400 | 3%
LC1F780U7 | CONTACTOR | 87743700 | PTCTR: Contactor D>18A, LC2D***, Contactor F, K, TESYS U; Capacitor Contactor ; EOCR; Overload relays, Control Relays, ElectromagneticRelay; Motor CB except range GV2ME; Accessories | 85188400 | 3%
LC1F780V7 | CONTACTOR | 87743700 | PTCTR: Contactor D>18A, LC2D***, Contactor F, K, TESYS U; Capacitor Contactor ; EOCR; Overload relays, Control Relays, ElectromagneticRelay; Motor CB except range GV2ME; Accessories | 85188400 | 3%
LC1K0601B7 | aCONT 3P+O VIS 24V 50 60HZ | 399300 | PTCTR: Contactor D>18A, LC2D***, Contactor F, K, TESYS U; Capacitor Contactor ; EOCR; Overload relays, Control Relays, ElectromagneticRelay; Motor CB except range GV2ME; Accessories | 387200 | 3.125%
LC1K0601E7 | CONT 3P+O VIS 48V 50 60HZ | 399300 | PTCTR: Contactor D>18A, LC2D***, Contactor F, K, TESYS U; Capacitor Contactor ; EOCR; Overload relays, Control Relays, ElectromagneticRelay; Motor CB except range GV2ME; Accessories | 387200 | 3.125%
LC1K0601F7 | CONT 3P+O VIS 110V 50 60H | 399300 | PTCTR: Contactor D>18A, LC2D***, Contactor F, K, TESYS U; Capacitor Contactor ; EOCR; Overload relays, Control Relays, ElectromagneticRelay; Motor CB except range GV2ME; Accessories | 387200 | 3.125%
LC1K0610B7 | Cont AC 06A 3P + NO 24V Std | 399300 | PTCTR: Contactor D>18A, LC2D***, Contactor F, K, TESYS U; Capacitor Contactor ; EOCR; Overload relays, Control Relays, ElectromagneticRelay; Motor CB except range GV2ME; Accessories | 387200 | 3.125%
LC1K0610E7 | Cont AC 06A 3P + NO 48V Std | 399300 | PTCTR: Contactor D>18A, LC2D***, Contactor F, K, TESYS U; Capacitor Contactor ; EOCR; Overload relays, Control Relays, ElectromagneticRelay; Motor CB except range GV2ME; Accessories | 387200 | 3.125%
LC1K0610F7 | Cont AC 06A 3P + NO 110V Std | 399300 | PTCTR: Contactor D>18A, LC2D***, Contactor F, K, TESYS U; Capacitor Contactor ; EOCR; Overload relays, Control Relays, ElectromagneticRelay; Motor CB except range GV2ME; Accessories | 387200 | 3.125%
LC1K0610V7 | Cont AC 06A 3P + NO 48V Std | 399300 | PTCTR: Contactor D>18A, LC2D***, Contactor F, K, TESYS U; Capacitor Contactor ; EOCR; Overload relays, Control Relays, ElectromagneticRelay; Motor CB except range GV2ME; Accessories | 387200 | 3.125%
LC1K0901B7 | 3P CONTACTOR 9A AC3 4KW 1NC 24VAC COIL | 448800 | PTCTR: Contactor D>18A, LC2D***, Contactor F, K, TESYS U; Capacitor Contactor ; EOCR; Overload relays, Control Relays, ElectromagneticRelay; Motor CB except range GV2ME; Accessories | 435600 | 3.03%
LC1K0901E7 | MINI CONTACTOR 3P 9A 48VAC | 448800 | PTCTR: Contactor D>18A, LC2D***, Contactor F, K, TESYS U; Capacitor Contactor ; EOCR; Overload relays, Control Relays, ElectromagneticRelay; Motor CB except range GV2ME; Accessories | 435600 | 3.03%
LC1K0901F7 | 3P CONTACTOR 9A AC3 4KW 1NC 110VAC COIL | 448800 | PTCTR: Contactor D>18A, LC2D***, Contactor F, K, TESYS U; Capacitor Contactor ; EOCR; Overload relays, Control Relays, ElectromagneticRelay; Motor CB except range GV2ME; Accessories | 435600 | 3.03%
LC1K0910B7 | Cont AC 09A 3P + NO 24V Std | 448800 | PTCTR: Contactor D>18A, LC2D***, Contactor F, K, TESYS U; Capacitor Contactor ; EOCR; Overload relays, Control Relays, ElectromagneticRelay; Motor CB except range GV2ME; Accessories | 435600 | 3.03%
LC1K0910E7 | 3P CONTACTOR 9A AC3 4KW 1NO 48VAC COIL | 448800 | PTCTR: Contactor D>18A, LC2D***, Contactor F, K, TESYS U; Capacitor Contactor ; EOCR; Overload relays, Control Relays, ElectromagneticRelay; Motor CB except range GV2ME; Accessories | 435600 | 3.03%
LC1K0910F7 | 3P CONTACTOR 9A AC3 4KW 1NO 110VAC COIL | 448800 | PTCTR: Contactor D>18A, LC2D***, Contactor F, K, TESYS U; Capacitor Contactor ; EOCR; Overload relays, Control Relays, ElectromagneticRelay; Motor CB except range GV2ME; Accessories | 435600 | 3.03%
LC1K1201B7 | CONT 3P+O VIS 24V 50 60HZ | 499400 | PTCTR: Contactor D>18A, LC2D***, Contactor F, K, TESYS U; Capacitor Contactor ; EOCR; Overload relays, Control Relays, ElectromagneticRelay; Motor CB except range GV2ME; Accessories | 485100 | 2.948%
LC1K1201E7 | CONT 3P+O VIS 48V 50 60HZ | 499400 | PTCTR: Contactor D>18A, LC2D***, Contactor F, K, TESYS U; Capacitor Contactor ; EOCR; Overload relays, Control Relays, ElectromagneticRelay; Motor CB except range GV2ME; Accessories | 485100 | 2.948%
LC1K1201F7 | CONT 3P+O VIS 110V50 60HZ | 499400 | PTCTR: Contactor D>18A, LC2D***, Contactor F, K, TESYS U; Capacitor Contactor ; EOCR; Overload relays, Control Relays, ElectromagneticRelay; Motor CB except range GV2ME; Accessories | 485100 | 2.948%
LC1K1210B7 | CONT 3P+F VIS 24V 50 60HZ | 499400 | PTCTR: Contactor D>18A, LC2D***, Contactor F, K, TESYS U; Capacitor Contactor ; EOCR; Overload relays, Control Relays, ElectromagneticRelay; Motor CB except range GV2ME; Accessories | 485100 | 2.948%
LC1K1210E7 | CONT 3P+F VIS 48V 50 60HZ | 499400 | PTCTR: Contactor D>18A, LC2D***, Contactor F, K, TESYS U; Capacitor Contactor ; EOCR; Overload relays, Control Relays, ElectromagneticRelay; Motor CB except range GV2ME; Accessories | 485100 | 2.948%
LC1K1210F7 | CONT 3P+F VIS 110V50 60HZ | 499400 | PTCTR: Contactor D>18A, LC2D***, Contactor F, K, TESYS U; Capacitor Contactor ; EOCR; Overload relays, Control Relays, ElectromagneticRelay; Motor CB except range GV2ME; Accessories | 485100 | 2.948%
LC1K1601B7 | CONTACTOR | 568700 | PTCTR: Contactor D>18A, LC2D***, Contactor F, K, TESYS U; Capacitor Contactor ; EOCR; Overload relays, Control Relays, ElectromagneticRelay; Motor CB except range GV2ME; Accessories | 552200 | 2.988%
LC1K1601E7 | CONTACTOR | 568700 | PTCTR: Contactor D>18A, LC2D***, Contactor F, K, TESYS U; Capacitor Contactor ; EOCR; Overload relays, Control Relays, ElectromagneticRelay; Motor CB except range GV2ME; Accessories | 552200 | 2.988%
LC1K1601F7 | CONTACTOR | 568700 | PTCTR: Contactor D>18A, LC2D***, Contactor F, K, TESYS U; Capacitor Contactor ; EOCR; Overload relays, Control Relays, ElectromagneticRelay; Motor CB except range GV2ME; Accessories | 552200 | 2.988%
LC1K1610B7 | CONT 3P+F VIS 24V 50 60HZ | 568700 | PTCTR: Contactor D>18A, LC2D***, Contactor F, K, TESYS U; Capacitor Contactor ; EOCR; Overload relays, Control Relays, ElectromagneticRelay; Motor CB except range GV2ME; Accessories | 552200 | 2.988%
LC1K1610E7 | CONT 3P+F VIS 48V 50 60HZ | 568700 | PTCTR: Contactor D>18A, LC2D***, Contactor F, K, TESYS U; Capacitor Contactor ; EOCR; Overload relays, Control Relays, ElectromagneticRelay; Motor CB except range GV2ME; Accessories | 552200 | 2.988%
LC1K1610F7 | CONT 3P+F VIS 110V50 60HZ | 568700 | PTCTR: Contactor D>18A, LC2D***, Contactor F, K, TESYS U; Capacitor Contactor ; EOCR; Overload relays, Control Relays, ElectromagneticRelay; Motor CB except range GV2ME; Accessories | 552200 | 2.988%
LP1K0601BD | CONT 3P+O VIS 24V DC | 739200 | PTCTR: Contactor D>18A, LC2D***, Contactor F, K, TESYS U; Capacitor Contactor ; EOCR; Overload relays, Control Relays, ElectromagneticRelay; Motor CB except range GV2ME; Accessories | 717200 | 3.067%
LP1K0601ED | CONT 3P+O VIS 48V DC | 739200 | PTCTR: Contactor D>18A, LC2D***, Contactor F, K, TESYS U; Capacitor Contactor ; EOCR; Overload relays, Control Relays, ElectromagneticRelay; Motor CB except range GV2ME; Accessories | 717200 | 3.067%
LP1K0601FD | CONTACTOR | 739200 | PTCTR: Contactor D>18A, LC2D***, Contactor F, K, TESYS U; Capacitor Contactor ; EOCR; Overload relays, Control Relays, ElectromagneticRelay; Motor CB except range GV2ME; Accessories | 717200 | 3.067%
LP1K0601JD | CONT 3P+O VIS 12V DC | 739200 | PTCTR: Contactor D>18A, LC2D***, Contactor F, K, TESYS U; Capacitor Contactor ; EOCR; Overload relays, Control Relays, ElectromagneticRelay; Motor CB except range GV2ME; Accessories | 717200 | 3.067%
LP1K0601MD | CONTACTOR | 739200 | PTCTR: Contactor D>18A, LC2D***, Contactor F, K, TESYS U; Capacitor Contactor ; EOCR; Overload relays, Control Relays, ElectromagneticRelay; Motor CB except range GV2ME; Accessories | 717200 | 3.067%
LP1K0610BD | 3P CONTACTOR 6A AC3 2.2KW 24VDC COIL | 739200 | PTCTR: Contactor D>18A, LC2D***, Contactor F, K, TESYS U; Capacitor Contactor ; EOCR; Overload relays, Control Relays, ElectromagneticRelay; Motor CB except range GV2ME; Accessories | 717200 | 3.067%
LP1K0610ED | CONTACTOR | 739200 | PTCTR: Contactor D>18A, LC2D***, Contactor F, K, TESYS U; Capacitor Contactor ; EOCR; Overload relays, Control Relays, ElectromagneticRelay; Motor CB except range GV2ME; Accessories | 717200 | 3.067%
LP1K0610FD | CONTACTOR | 739200 | PTCTR: Contactor D>18A, LC2D***, Contactor F, K, TESYS U; Capacitor Contactor ; EOCR; Overload relays, Control Relays, ElectromagneticRelay; Motor CB except range GV2ME; Accessories | 717200 | 3.067%
LP1K0610JD | CONTACTOR | 739200 | PTCTR: Contactor D>18A, LC2D***, Contactor F, K, TESYS U; Capacitor Contactor ; EOCR; Overload relays, Control Relays, ElectromagneticRelay; Motor CB except range GV2ME; Accessories | 717200 | 3.067%
LP1K0610MD | CONTACTOR | 739200 | PTCTR: Contactor D>18A, LC2D***, Contactor F, K, TESYS U; Capacitor Contactor ; EOCR; Overload relays, Control Relays, ElectromagneticRelay; Motor CB except range GV2ME; Accessories | 717200 | 3.067%
LP1K0901BD | CONT 3P+O VIS 24V DC | 796400 | PTCTR: Contactor D>18A, LC2D***, Contactor F, K, TESYS U; Capacitor Contactor ; EOCR; Overload relays, Control Relays, ElectromagneticRelay; Motor CB except range GV2ME; Accessories | 773300 | 2.987%
LP1K0901ED | CONT 3P+O VIS 48V DC | 796400 | PTCTR: Contactor D>18A, LC2D***, Contactor F, K, TESYS U; Capacitor Contactor ; EOCR; Overload relays, Control Relays, ElectromagneticRelay; Motor CB except range GV2ME; Accessories | 773300 | 2.987%
LP1K0901FD | CONT 3P+O VIS 110V DC | 796400 | PTCTR: Contactor D>18A, LC2D***, Contactor F, K, TESYS U; Capacitor Contactor ; EOCR; Overload relays, Control Relays, ElectromagneticRelay; Motor CB except range GV2ME; Accessories | 773300 | 2.987%
LP1K0901JD | CONT 3P+O VIS 12V DC | 796400 | PTCTR: Contactor D>18A, LC2D***, Contactor F, K, TESYS U; Capacitor Contactor ; EOCR; Overload relays, Control Relays, ElectromagneticRelay; Motor CB except range GV2ME; Accessories | 773300 | 2.987%
LP1K0901MD | CONT 3P+O VIS 220V DC | 796400 | PTCTR: Contactor D>18A, LC2D***, Contactor F, K, TESYS U; Capacitor Contactor ; EOCR; Overload relays, Control Relays, ElectromagneticRelay; Motor CB except range GV2ME; Accessories | 773300 | 2.987%
LP1K0910BD | CONT 3P+F VIS 24V DC | 796400 | PTCTR: Contactor D>18A, LC2D***, Contactor F, K, TESYS U; Capacitor Contactor ; EOCR; Overload relays, Control Relays, ElectromagneticRelay; Motor CB except range GV2ME; Accessories | 773300 | 2.987%
LP1K0910ED | CONTACTOR | 796400 | PTCTR: Contactor D>18A, LC2D***, Contactor F, K, TESYS U; Capacitor Contactor ; EOCR; Overload relays, Control Relays, ElectromagneticRelay; Motor CB except range GV2ME; Accessories | 773300 | 2.987%
LP1K0910FD | CONTACTOR | 796400 | PTCTR: Contactor D>18A, LC2D***, Contactor F, K, TESYS U; Capacitor Contactor ; EOCR; Overload relays, Control Relays, ElectromagneticRelay; Motor CB except range GV2ME; Accessories | 773300 | 2.987%
LP1K0910JD | CONTACTOR | 796400 | PTCTR: Contactor D>18A, LC2D***, Contactor F, K, TESYS U; Capacitor Contactor ; EOCR; Overload relays, Control Relays, ElectromagneticRelay; Motor CB except range GV2ME; Accessories | 773300 | 2.987%
LP1K0910MD | CONTACTOR | 796400 | PTCTR: Contactor D>18A, LC2D***, Contactor F, K, TESYS U; Capacitor Contactor ; EOCR; Overload relays, Control Relays, ElectromagneticRelay; Motor CB except range GV2ME; Accessories | 773300 | 2.987%
LP1K1201BD | CONT 3P+O VIS 24V DC | 878900 | PTCTR: Contactor D>18A, LC2D***, Contactor F, K, TESYS U; Capacitor Contactor ; EOCR; Overload relays, Control Relays, ElectromagneticRelay; Motor CB except range GV2ME; Accessories | 853600 | 2.964%
LP1K1201ED | CONT 3P+O VIS 48V DC | 878900 | PTCTR: Contactor D>18A, LC2D***, Contactor F, K, TESYS U; Capacitor Contactor ; EOCR; Overload relays, Control Relays, ElectromagneticRelay; Motor CB except range GV2ME; Accessories | 853600 | 2.964%
LP1K1201FD | CONT 3P+O VIS 110V DC | 878900 | PTCTR: Contactor D>18A, LC2D***, Contactor F, K, TESYS U; Capacitor Contactor ; EOCR; Overload relays, Control Relays, ElectromagneticRelay; Motor CB except range GV2ME; Accessories | 853600 | 2.964%
LP1K1201JD | CONT 3P+O VIS 12V DC | 878900 | PTCTR: Contactor D>18A, LC2D***, Contactor F, K, TESYS U; Capacitor Contactor ; EOCR; Overload relays, Control Relays, ElectromagneticRelay; Motor CB except range GV2ME; Accessories | 853600 | 2.964%
LP1K1201MD | CONT 3P+O VIS 220V DC | 878900 | PTCTR: Contactor D>18A, LC2D***, Contactor F, K, TESYS U; Capacitor Contactor ; EOCR; Overload relays, Control Relays, ElectromagneticRelay; Motor CB except range GV2ME; Accessories | 853600 | 2.964%
LP1K1210BD | 3P CONTACTOR 12A AC3 | 878900 | PTCTR: Contactor D>18A, LC2D***, Contactor F, K, TESYS U; Capacitor Contactor ; EOCR; Overload relays, Control Relays, ElectromagneticRelay; Motor CB except range GV2ME; Accessories | 853600 | 2.964%
LP1K1210ED | CONTACTOR | 878900 | PTCTR: Contactor D>18A, LC2D***, Contactor F, K, TESYS U; Capacitor Contactor ; EOCR; Overload relays, Control Relays, ElectromagneticRelay; Motor CB except range GV2ME; Accessories | 853600 | 2.964%
LP1K1210FD | CONTACTOR | 878900 | PTCTR: Contactor D>18A, LC2D***, Contactor F, K, TESYS U; Capacitor Contactor ; EOCR; Overload relays, Control Relays, ElectromagneticRelay; Motor CB except range GV2ME; Accessories | 853600 | 2.964%
LP1K1210JD | CONTACTOR | 878900 | PTCTR: Contactor D>18A, LC2D***, Contactor F, K, TESYS U; Capacitor Contactor ; EOCR; Overload relays, Control Relays, ElectromagneticRelay; Motor CB except range GV2ME; Accessories | 853600 | 2.964%
LP1K1210MD | CONTACTOR | 878900 | PTCTR: Contactor D>18A, LC2D***, Contactor F, K, TESYS U; Capacitor Contactor ; EOCR; Overload relays, Control Relays, ElectromagneticRelay; Motor CB except range GV2ME; Accessories | 853600 | 2.964%
LR2K0301 | TESYS K OVERLOAD RELAY CL10 0.11 - 0.16A | 1045000 | PTCTR: Contactor D>18A, LC2D***, Contactor F, K, TESYS U; Capacitor Contactor ; EOCR; Overload relays, Control Relays, ElectromagneticRelay; Motor CB except range GV2ME; Accessories | 1014200 | 3.037%
LR2K0302 | TESYS K OVERLOAD RELAY CL10 0.16 - 0.23A | 1045000 | PTCTR: Contactor D>18A, LC2D***, Contactor F, K, TESYS U; Capacitor Contactor ; EOCR; Overload relays, Control Relays, ElectromagneticRelay; Motor CB except range GV2ME; Accessories | 1014200 | 3.037%
LR2K0303 | TESYS K OVERLOAD RELAY CL10 0.23 - 0.36A | 1045000 | PTCTR: Contactor D>18A, LC2D***, Contactor F, K, TESYS U; Capacitor Contactor ; EOCR; Overload relays, Control Relays, ElectromagneticRelay; Motor CB except range GV2ME; Accessories | 1014200 | 3.037%
LR2K0304 | TESYS K OVERLOAD RELAY CL10 0.36 - 0.54A | 1045000 | PTCTR: Contactor D>18A, LC2D***, Contactor F, K, TESYS U; Capacitor Contactor ; EOCR; Overload relays, Control Relays, ElectromagneticRelay; Motor CB except range GV2ME; Accessories | 1014200 | 3.037%
LR2K0305 | TESYS K OVERLOAD RELAY CL10 0.54 - 0.8A | 1045000 | PTCTR: Contactor D>18A, LC2D***, Contactor F, K, TESYS U; Capacitor Contactor ; EOCR; Overload relays, Control Relays, ElectromagneticRelay; Motor CB except range GV2ME; Accessories | 1014200 | 3.037%
LR2K0306 | TESYS K OVERLOAD RELAY CL10 0.8 - 1.2A | 1045000 | PTCTR: Contactor D>18A, LC2D***, Contactor F, K, TESYS U; Capacitor Contactor ; EOCR; Overload relays, Control Relays, ElectromagneticRelay; Motor CB except range GV2ME; Accessories | 1014200 | 3.037%
LR2K0307 | TESYS K OVERLOAD RELAY CL10 1.2 - 1.8A | 1045000 | PTCTR: Contactor D>18A, LC2D***, Contactor F, K, TESYS U; Capacitor Contactor ; EOCR; Overload relays, Control Relays, ElectromagneticRelay; Motor CB except range GV2ME; Accessories | 1014200 | 3.037%
LR2K0308 | TESYS K OVERLOAD RELAY CL10 1.8 - 2.6A | 1045000 | PTCTR: Contactor D>18A, LC2D***, Contactor F, K, TESYS U; Capacitor Contactor ; EOCR; Overload relays, Control Relays, ElectromagneticRelay; Motor CB except range GV2ME; Accessories | 1014200 | 3.037%
LR2K0310 | TESYS K OVERLOAD RELAY CL10 2.6 - 3.7A | 1045000 | PTCTR: Contactor D>18A, LC2D***, Contactor F, K, TESYS U; Capacitor Contactor ; EOCR; Overload relays, Control Relays, ElectromagneticRelay; Motor CB except range GV2ME; Accessories | 1014200 | 3.037%
LR2K0312 | TESYS K OVERLOAD RELAY CL10 3.7 - 5.5A | 1045000 | PTCTR: Contactor D>18A, LC2D***, Contactor F, K, TESYS U; Capacitor Contactor ; EOCR; Overload relays, Control Relays, ElectromagneticRelay; Motor CB except range GV2ME; Accessories | 1014200 | 3.037%
LR2K0314 | TESYS K OVERLOAD RELAY CL10 5.5 - 8A | 1045000 | PTCTR: Contactor D>18A, LC2D***, Contactor F, K, TESYS U; Capacitor Contactor ; EOCR; Overload relays, Control Relays, ElectromagneticRelay; Motor CB except range GV2ME; Accessories | 1014200 | 3.037%
LR2K0316 | TESYS K OVERLOAD RELAY CL10 8 - 11.5A | 1045000 | PTCTR: Contactor D>18A, LC2D***, Contactor F, K, TESYS U; Capacitor Contactor ; EOCR; Overload relays, Control Relays, ElectromagneticRelay; Motor CB except range GV2ME; Accessories | 1014200 | 3.037%
LR2K0321 | RELAY | 1164900 | PTCTR: Contactor D>18A, LC2D***, Contactor F, K, TESYS U; Capacitor Contactor ; EOCR; Overload relays, Control Relays, ElectromagneticRelay; Motor CB except range GV2ME; Accessories | 1130800 | 3.016%
LR2K0322 | RELAY | 1164900 | PTCTR: Contactor D>18A, LC2D***, Contactor F, K, TESYS U; Capacitor Contactor ; EOCR; Overload relays, Control Relays, ElectromagneticRelay; Motor CB except range GV2ME; Accessories | 1130800 | 3.016%
LR97D015B | ELECTR.RELAY 0,3A 1,5A 24V AC DC | 2534400 | PTCTR: Contactor D>18A, LC2D***, Contactor F, K, TESYS U; Capacitor Contactor ; EOCR; Overload relays, Control Relays, ElectromagneticRelay; Motor CB except range GV2ME; Accessories | 2460700 | 2.995%
LR97D015E | ELECTR.RELAY 0,3 A 1,5A 48V AC DC | 2534400 | PTCTR: Contactor D>18A, LC2D***, Contactor F, K, TESYS U; Capacitor Contactor ; EOCR; Overload relays, Control Relays, ElectromagneticRelay; Motor CB except range GV2ME; Accessories | 2460700 | 2.995%
LR97D015F7 | ELECTR.RELAY 0,3 A 1,5A 110V AC | 2534400 | PTCTR: Contactor D>18A, LC2D***, Contactor F, K, TESYS U; Capacitor Contactor ; EOCR; Overload relays, Control Relays, ElectromagneticRelay; Motor CB except range GV2ME; Accessories | 2460700 | 2.995%
LR97D015M7 | ELECTR. RELAY 0, . A 1 , 5A 220V AC | 2534400 | PTCTR: Contactor D>18A, LC2D***, Contactor F, K, TESYS U; Capacitor Contactor ; EOCR; Overload relays, Control Relays, ElectromagneticRelay; Motor CB except range GV2ME; Accessories | 2460700 | 2.995%
LR97D07B | ELECTR.RELAY 1,2 A 7A 24V AC DC | 2686200 | PTCTR: Contactor D>18A, LC2D***, Contactor F, K, TESYS U; Capacitor Contactor ; EOCR; Overload relays, Control Relays, ElectromagneticRelay; Motor CB except range GV2ME; Accessories | 2608100 | 2.995%
LR97D07E | ELECTR.RELAY 1,2 A 7A 48V AC DC | 2686200 | PTCTR: Contactor D>18A, LC2D***, Contactor F, K, TESYS U; Capacitor Contactor ; EOCR; Overload relays, Control Relays, ElectromagneticRelay; Motor CB except range GV2ME; Accessories | 2608100 | 2.995%
LR97D07F7 | ELECTR.RELAY 1,2 A 7A 110V AC | 2686200 | PTCTR: Contactor D>18A, LC2D***, Contactor F, K, TESYS U; Capacitor Contactor ; EOCR; Overload relays, Control Relays, ElectromagneticRelay; Motor CB except range GV2ME; Accessories | 2608100 | 2.995%
LR97D07M7 | ELECTR.RELAY 1,2 A 7A 220 AC | 2686200 | PTCTR: Contactor D>18A, LC2D***, Contactor F, K, TESYS U; Capacitor Contactor ; EOCR; Overload relays, Control Relays, ElectromagneticRelay; Motor CB except range GV2ME; Accessories | 2608100 | 2.995%
LR97D25B | ELECTR.RELAY 5 A 25A 24V AC DC | 2976600 | PTCTR: Contactor D>18A, LC2D***, Contactor F, K, TESYS U; Capacitor Contactor ; EOCR; Overload relays, Control Relays, ElectromagneticRelay; Motor CB except range GV2ME; Accessories | 2889700 | 3.007%
LR97D25E | ELECTR. RELAY 5 A 25A 48V AC DC | 2976600 | PTCTR: Contactor D>18A, LC2D***, Contactor F, K, TESYS U; Capacitor Contactor ; EOCR; Overload relays, Control Relays, ElectromagneticRelay; Motor CB except range GV2ME; Accessories | 2889700 | 3.007%
LR97D25F7 | ELECTR.RELAY 5 A 25A 110 AC | 2976600 | PTCTR: Contactor D>18A, LC2D***, Contactor F, K, TESYS U; Capacitor Contactor ; EOCR; Overload relays, Control Relays, ElectromagneticRelay; Motor CB except range GV2ME; Accessories | 2889700 | 3.007%
LR97D25M7 | ELECTR.RELAY 5 A 25A 220V AC | 2976600 | PTCTR: Contactor D>18A, LC2D***, Contactor F, K, TESYS U; Capacitor Contactor ; EOCR; Overload relays, Control Relays, ElectromagneticRelay; Motor CB except range GV2ME; Accessories | 2889700 | 3.007%
LR97D38B | ELECTR. RELAY 20 A 38A 24V AC DC | 3312100 | PTCTR: Contactor D>18A, LC2D***, Contactor F, K, TESYS U; Capacitor Contactor ; EOCR; Overload relays, Control Relays, ElectromagneticRelay; Motor CB except range GV2ME; Accessories | 3215300 | 3.011%
LR97D38F7 | ELECTR. RELAY 20 A 38A 110V AC | 3312100 | PTCTR: Contactor D>18A, LC2D***, Contactor F, K, TESYS U; Capacitor Contactor ; EOCR; Overload relays, Control Relays, ElectromagneticRelay; Motor CB except range GV2ME; Accessories | 3215300 | 3.011%
LR97D38M7 | ELECTR.RELAY 20 A 38A 220V AC | 3312100 | PTCTR: Contactor D>18A, LC2D***, Contactor F, K, TESYS U; Capacitor Contactor ; EOCR; Overload relays, Control Relays, ElectromagneticRelay; Motor CB except range GV2ME; Accessories | 3215300 | 3.011%
LR9F5357 | THERMAL OVERLOAD RELAY | 8411700 | PTCTR: Contactor D>18A, LC2D***, Contactor F, K, TESYS U; Capacitor Contactor ; EOCR; Overload relays, Control Relays, ElectromagneticRelay; Motor CB except range GV2ME; Accessories | 8166400 | 3.004%
LR9F5363 | THERMAL OVERLOAD RELAY | 8572300 | PTCTR: Contactor D>18A, LC2D***, Contactor F, K, TESYS U; Capacitor Contactor ; EOCR; Overload relays, Control Relays, ElectromagneticRelay; Motor CB except range GV2ME; Accessories | 8322600 | 3%
LR9F5367 | THERMAL OVERLOAD RELAY | 8944100 | PTCTR: Contactor D>18A, LC2D***, Contactor F, K, TESYS U; Capacitor Contactor ; EOCR; Overload relays, Control Relays, ElectromagneticRelay; Motor CB except range GV2ME; Accessories | 8683400 | 3.002%
LR9F5369 | THERMAL OVERLOAD RELAY | 9318100 | PTCTR: Contactor D>18A, LC2D***, Contactor F, K, TESYS U; Capacitor Contactor ; EOCR; Overload relays, Control Relays, ElectromagneticRelay; Motor CB except range GV2ME; Accessories | 9046400 | 3.003%
LR9F5371 | THERMAL OVERLOAD RELAY | 11787600 | PTCTR: Contactor D>18A, LC2D***, Contactor F, K, TESYS U; Capacitor Contactor ; EOCR; Overload relays, Control Relays, ElectromagneticRelay; Motor CB except range GV2ME; Accessories | 11444400 | 2.999%
LR9F7375 | THERMAL OVERLOAD RELAY | 14251600 | PTCTR: Contactor D>18A, LC2D***, Contactor F, K, TESYS U; Capacitor Contactor ; EOCR; Overload relays, Control Relays, ElectromagneticRelay; Motor CB except range GV2ME; Accessories | 13836900 | 2.997%
LR9F7379 | THERMAL OVERLOAD RELAY | 19529400 | PTCTR: Contactor D>18A, LC2D***, Contactor F, K, TESYS U; Capacitor Contactor ; EOCR; Overload relays, Control Relays, ElectromagneticRelay; Motor CB except range GV2ME; Accessories | 18960700 | 2.999%
LR9F7381 | THERMAL OVERLOAD RELAY | 21226700 | PTCTR: Contactor D>18A, LC2D***, Contactor F, K, TESYS U; Capacitor Contactor ; EOCR; Overload relays, Control Relays, ElectromagneticRelay; Motor CB except range GV2ME; Accessories | 20608500 | 3%
LRD01 | TESYS D THERMAL OVERLOAD 0.1-0.16A CL10A | 512600 | PTCTR: Contactor D>18A, LC2D***, Contactor F, K, TESYS U; Capacitor Contactor ; EOCR; Overload relays, Control Relays, ElectromagneticRelay; Motor CB except range GV2ME; Accessories | 497200 | 3.097%
LRD02 | TESYS D THERAL OVERLOAD 0.16-0.25A CL10A | 512600 | PTCTR: Contactor D>18A, LC2D***, Contactor F, K, TESYS U; Capacitor Contactor ; EOCR; Overload relays, Control Relays, ElectromagneticRelay; Motor CB except range GV2ME; Accessories | 497200 | 3.097%
LRD03 | TESYS D THERMAL OVERLOAD 0.25-0.4A CL10A | 512600 | PTCTR: Contactor D>18A, LC2D***, Contactor F, K, TESYS U; Capacitor Contactor ; EOCR; Overload relays, Control Relays, ElectromagneticRelay; Motor CB except range GV2ME; Accessories | 497200 | 3.097%
LRD04 | TESYS D THERMAL OVERLOAD 0.4-0.63A CL10A | 512600 | PTCTR: Contactor D>18A, LC2D***, Contactor F, K, TESYS U; Capacitor Contactor ; EOCR; Overload relays, Control Relays, ElectromagneticRelay; Motor CB except range GV2ME; Accessories | 497200 | 3.097%
LRD05 | TESYS D THERMAL OVERLOAD 0.63-1.0A CL10A | 512600 | PTCTR: Contactor D>18A, LC2D***, Contactor F, K, TESYS U; Capacitor Contactor ; EOCR; Overload relays, Control Relays, ElectromagneticRelay; Motor CB except range GV2ME; Accessories | 497200 | 3.097%
LRD06 | TESYS D THERMAL OVERLOAD 1.0-1.7A CL10A | 512600 | PTCTR: Contactor D>18A, LC2D***, Contactor F, K, TESYS U; Capacitor Contactor ; EOCR; Overload relays, Control Relays, ElectromagneticRelay; Motor CB except range GV2ME; Accessories | 497200 | 3.097%
LRD07 | TESYS D THERMAL OVERLOAD 1.6-2.5A CL10A | 512600 | PTCTR: Contactor D>18A, LC2D***, Contactor F, K, TESYS U; Capacitor Contactor ; EOCR; Overload relays, Control Relays, ElectromagneticRelay; Motor CB except range GV2ME; Accessories | 497200 | 3.097%
LRD08 | TESYS D THERMAL OVERLOAD 2.5-4.0A CL10A | 512600 | PTCTR: Contactor D>18A, LC2D***, Contactor F, K, TESYS U; Capacitor Contactor ; EOCR; Overload relays, Control Relays, ElectromagneticRelay; Motor CB except range GV2ME; Accessories | 497200 | 3.097%
LRD10 | TESYS D THERMAL OVERLOAD 4.0-6.0A CL10A | 512600 | PTCTR: Contactor D>18A, LC2D***, Contactor F, K, TESYS U; Capacitor Contactor ; EOCR; Overload relays, Control Relays, ElectromagneticRelay; Motor CB except range GV2ME; Accessories | 497200 | 3.097%
LRD12 | TESYS D THERMAL OVERLOAD 5.5-8.0A CL10A | 512600 | PTCTR: Contactor D>18A, LC2D***, Contactor F, K, TESYS U; Capacitor Contactor ; EOCR; Overload relays, Control Relays, ElectromagneticRelay; Motor CB except range GV2ME; Accessories | 497200 | 3.097%
LRD14 | TESYS D THERMAL OVERLOAD 7.0-10A CL10A | 512600 | PTCTR: Contactor D>18A, LC2D***, Contactor F, K, TESYS U; Capacitor Contactor ; EOCR; Overload relays, Control Relays, ElectromagneticRelay; Motor CB except range GV2ME; Accessories | 497200 | 3.097%
LRD16 | TESYS D THERMAL OVERLOAD 9-13A CL10A | 512600 | PTCTR: Contactor D>18A, LC2D***, Contactor F, K, TESYS U; Capacitor Contactor ; EOCR; Overload relays, Control Relays, ElectromagneticRelay; Motor CB except range GV2ME; Accessories | 497200 | 3.097%
LRD21 | TESYS D THERMAL OVERLOAD 12-18A CL10A | 563200 | PTCTR: Contactor D>18A, LC2D***, Contactor F, K, TESYS U; Capacitor Contactor ; EOCR; Overload relays, Control Relays, ElectromagneticRelay; Motor CB except range GV2ME; Accessories | 546700 | 3.018%
LRD22 | TESYS D THERMAL OVERLOAD 16-24A CL10A | 588500 | PTCTR: Contactor D>18A, LC2D***, Contactor F, K, TESYS U; Capacitor Contactor ; EOCR; Overload relays, Control Relays, ElectromagneticRelay; Motor CB except range GV2ME; Accessories | 570900 | 3.083%
LRD313 | THERMAL OVERLOAD 9-13A CL10A EVERLINK | 1778700 | PTCTR: Contactor D>18A, LC2D***, Contactor F, K, TESYS U; Capacitor Contactor ; EOCR; Overload relays, Control Relays, ElectromagneticRelay; Motor CB except range GV2ME; Accessories | 1727000 | 2.994%
LRD318 | THERMAL OVERLOAD 12-18A CL10A EVERLINK | 1837000 | PTCTR: Contactor D>18A, LC2D***, Contactor F, K, TESYS U; Capacitor Contactor ; EOCR; Overload relays, Control Relays, ElectromagneticRelay; Motor CB except range GV2ME; Accessories | 1783100 | 3.023%
LRD32 | TESYS D THERMAL OVERLOAD 23-32A CL10A | 765600 | PTCTR: Contactor D>18A, LC2D***, Contactor F, K, TESYS U; Capacitor Contactor ; EOCR; Overload relays, Control Relays, ElectromagneticRelay; Motor CB except range GV2ME; Accessories | 743600 | 2.959%
LRD325 | THERMAL OVERLOAD 17-25A CL10A EVERLINK | 1895300 | PTCTR: Contactor D>18A, LC2D***, Contactor F, K, TESYS U; Capacitor Contactor ; EOCR; Overload relays, Control Relays, ElectromagneticRelay; Motor CB except range GV2ME; Accessories | 1840300 | 2.989%
LRD332 | THERMAL OVERLOAD 23-32A CL10A EVERLINK | 2082300 | PTCTR: Contactor D>18A, LC2D***, Contactor F, K, TESYS U; Capacitor Contactor ; EOCR; Overload relays, Control Relays, ElectromagneticRelay; Motor CB except range GV2ME; Accessories | 2021800 | 2.992%
LRD3365 | THERMAL OVERLOAD 80-104A FITS D115-D150 | 3149300 | PTCTR: Contactor D>18A, LC2D***, Contactor F, K, TESYS U; Capacitor Contactor ; EOCR; Overload relays, Control Relays, ElectromagneticRelay; Motor CB except range GV2ME; Accessories | 3058000 | 2.986%
LRD340 | THERMAL OVERLOAD 30-40A CL10A EVERLINK | 2014100 | PTCTR: Contactor D>18A, LC2D***, Contactor F, K, TESYS U; Capacitor Contactor ; EOCR; Overload relays, Control Relays, ElectromagneticRelay; Motor CB except range GV2ME; Accessories | 1955800 | 2.981%
LRD35 | TESYS D THERMAL OVERLOAD 30-38A CL10A | 773300 | PTCTR: Contactor D>18A, LC2D***, Contactor F, K, TESYS U; Capacitor Contactor ; EOCR; Overload relays, Control Relays, ElectromagneticRelay; Motor CB except range GV2ME; Accessories | 751300 | 2.928%
LRD350 | THERMAL OVERLOAD 37-50A CL10A EVERLINK | 2330900 | PTCTR: Contactor D>18A, LC2D***, Contactor F, K, TESYS U; Capacitor Contactor ; EOCR; Overload relays, Control Relays, ElectromagneticRelay; Motor CB except range GV2ME; Accessories | 2262700 | 3.014%
LRD365 | THERMAL OVERLOAD 48-65A CL10A EVERLINK | 2427700 | PTCTR: Contactor D>18A, LC2D***, Contactor F, K, TESYS U; Capacitor Contactor ; EOCR; Overload relays, Control Relays, ElectromagneticRelay; Motor CB except range GV2ME; Accessories | 2357300 | 2.986%
LRD4365 | OVERLOAD RELAY | 4472600 | PTCTR: Contactor D>18A, LC2D***, Contactor F, K, TESYS U; Capacitor Contactor ; EOCR; Overload relays, Control Relays, ElectromagneticRelay; Motor CB except range GV2ME; Accessories | 4342800 | 2.989%
LRD4367 | OVERLOAD RELAY | 4918100 | PTCTR: Contactor D>18A, LC2D***, Contactor F, K, TESYS U; Capacitor Contactor ; EOCR; Overload relays, Control Relays, ElectromagneticRelay; Motor CB except range GV2ME; Accessories | 4775100 | 2.995%
LRD4369 | OVERLOAD RELAY | 5054500 | PTCTR: Contactor D>18A, LC2D***, Contactor F, K, TESYS U; Capacitor Contactor ; EOCR; Overload relays, Control Relays, ElectromagneticRelay; Motor CB except range GV2ME; Accessories | 4907100 | 3.004%
LRE01 | THERMAL OVERLOAD RELAY TESYSE 0,1..0,16A | 332200 | PTCTR: Easypact TVS | 322300 | 3.072%
LRE02 | THERMAL OVERLOAD RELAY TESYSE 0,16..0,25 | 332200 | PTCTR: Easypact TVS | 322300 | 3.072%
LRE03 | THERMAL OVERLOAD RELAY TESYSE 0,25..0,4A | 332200 | PTCTR: Easypact TVS | 322300 | 3.072%
LRE04 | THERMAL OVERLOAD RELAY TESYSE 0,4..0,63A | 332200 | PTCTR: Easypact TVS | 322300 | 3.072%
LRE05 | THERMAL OVERLOAD RELAY TESYS E 0,63...1A | 332200 | PTCTR: Easypact TVS | 322300 | 3.072%
LRE06 | THERMAL OVERLOAD RELAY TESYS E 1...1,6A | 332200 | PTCTR: Easypact TVS | 322300 | 3.072%
LRE07 | THERMAL OVERLOAD RELAY TESYS E 1,6..2,5A | 332200 | PTCTR: Easypact TVS | 322300 | 3.072%
LRE08 | THERMAL OVERLOAD RELAY TESYS E 2,5...4A | 332200 | PTCTR: Easypact TVS | 322300 | 3.072%
LRE10 | THERMAL OVERLOAD RELAY TESYS E 4...6A | 332200 | PTCTR: Easypact TVS | 322300 | 3.072%
LRE12 | THERMAL OVERLOAD RELAY TESYS E 5,5...8A | 332200 | PTCTR: Easypact TVS | 322300 | 3.072%
LRE14 | THERMAL OVERLOAD RELAY TESYS E 7...10A | 332200 | PTCTR: Easypact TVS | 322300 | 3.072%
LRE16 | THERMAL OVERLOAD RELAY TESYS E 9...13A | 332200 | PTCTR: Easypact TVS | 322300 | 3.072%
LRE21 | THERMAL OVERLOAD RELAY TESYS E 12...18A | 332200 | PTCTR: Easypact TVS | 322300 | 3.072%
LRE22 | THERMAL OVERLOAD RELAY TESYS E 16...24A | 332200 | PTCTR: Easypact TVS | 322300 | 3.072%
LRE32 | THERMAL OVERLOAD RELAY TESYS E 23...32A | 332200 | PTCTR: Easypact TVS | 322300 | 3.072%
LRE322 | THERMAL OVERLOAD RELAY TESYS E 17...25A | 671000 | PTCTR: Easypact TVS | 651200 | 3.041%
LRE35 | THERMAL OVERLOAD RELAY TESYS E 30...38A | 363000 | PTCTR: Easypact TVS | 352000 | 3.125%
LRE353 | THERMAL OVERLOAD RELAY TESYS E 23...32A | 671000 | PTCTR: Easypact TVS | 651200 | 3.041%
LRE355 | THERMAL OVERLOAD RELAY TESYS E 30...40A | 671000 | PTCTR: Easypact TVS | 651200 | 3.041%
LRE357 | THERMAL OVERLOAD RELAY TESYS E 37...50A | 671000 | PTCTR: Easypact TVS | 651200 | 3.041%
LRE359 | THERMAL OVERLOAD RELAY TESYS E 48...65A | 671000 | PTCTR: Easypact TVS | 651200 | 3.041%
LRE361 | THERMAL OVERLOAD RELAY TESYS E 55...70A | 1938200 | PTCTR: Easypact TVS | 1882100 | 2.981%
LRE363 | THERMAL OVERLOAD RELAY TESYS E 63...80A | 1919500 | PTCTR: Easypact TVS | 1863400 | 3.011%
LRE365 | THERMAL OVERLOAD RELAY TESYS E 80...104A | 1956900 | PTCTR: Easypact TVS | 1899700 | 3.011%
LRE480 | THERMAL OVERLOAD RELAY TESYS E 51...81A | 2050400 | PTCTR: Easypact TVS | 1991000 | 2.983%
LRE481 | THERMAL OVERLOAD RELAY TESYS E 62...99A | 2050400 | PTCTR: Easypact TVS | 1991000 | 2.983%
LRE482 | THERMAL OVERLOAD RELAY TESYS E 84...135A | 2999700 | PTCTR: Easypact TVS | 2912800 | 2.983%
LRE483 | THERMAL OVERLOAD RELAY TESYS E 124...198 | 3086600 | PTCTR: Easypact TVS | 2996400 | 3.01%
LRE484 | THERMAL OVERLOAD RELAY TESYS E 146...234 | 3086600 | PTCTR: Easypact TVS | 2996400 | 3.01%
LRE485 | THERMAL OVERLOAD RELAY TESYS E 174...279 | 4364800 | PTCTR: Easypact TVS | 4237200 | 3.011%
LRE486 | THERMAL OVERLOAD RELAY TESYS E 208...333 | 4364800 | PTCTR: Easypact TVS | 4237200 | 3.011%
LRE487 | THERMAL OVERLOAD RELAY TESYS E 259#414 | 4589200 | PTCTR: Easypact TVS | 4455000 | 3.012%
LRE488 | THERMAL OVERLOAD RELAY TESYS E 321#513 | 6164400 | PTCTR: Easypact TVS | 5985100 | 2.996%
LRE489 | THERMAL OVERLOAD RELAY TESYS E 394#630 | 7155500 | PTCTR: Easypact TVS | 6947600 | 2.992%
LT4706BA | ELECTR RELAY 0,5 A 6A 24V AC DC AUTO | 1787500 | PTCTR: Contactor D>18A, LC2D***, Contactor F, K, TESYS U; Capacitor Contactor ; EOCR; Overload relays, Control Relays, ElectromagneticRelay; Motor CB except range GV2ME; Accessories | 1735800 | 2.978%
LT4706BS | ELECTR. RELAY 0,5 A 6A 24V AC DC MAN. | 1787500 | PTCTR: Contactor D>18A, LC2D***, Contactor F, K, TESYS U; Capacitor Contactor ; EOCR; Overload relays, Control Relays, ElectromagneticRelay; Motor CB except range GV2ME; Accessories | 1735800 | 2.978%
LT4706EA | ELECTR. RELAY 0,5 A 6A 48V AC DC AUTO | 1787500 | PTCTR: Contactor D>18A, LC2D***, Contactor F, K, TESYS U; Capacitor Contactor ; EOCR; Overload relays, Control Relays, ElectromagneticRelay; Motor CB except range GV2ME; Accessories | 1735800 | 2.978%
LT4706ES | ELECTR.RELAY 0,5 A 6A 48V AC DC MAN. | 1787500 | PTCTR: Contactor D>18A, LC2D***, Contactor F, K, TESYS U; Capacitor Contactor ; EOCR; Overload relays, Control Relays, ElectromagneticRelay; Motor CB except range GV2ME; Accessories | 1735800 | 2.978%
LT4706F7A | ELECTR RELAY 0,5 A 6A 110V AC AUTO R | 1787500 | PTCTR: Contactor D>18A, LC2D***, Contactor F, K, TESYS U; Capacitor Contactor ; EOCR; Overload relays, Control Relays, ElectromagneticRelay; Motor CB except range GV2ME; Accessories | 1735800 | 2.978%
LT4706M7A | ELECTR. RELAY 0,5 A 6A 220V AC AUTO R | 1787500 | PTCTR: Contactor D>18A, LC2D***, Contactor F, K, TESYS U; Capacitor Contactor ; EOCR; Overload relays, Control Relays, ElectromagneticRelay; Motor CB except range GV2ME; Accessories | 1735800 | 2.978%
LT4706M7S | ELECTR. RELAY 0,5 A 6A 220V AC MAN. RE | 1787500 | PTCTR: Contactor D>18A, LC2D***, Contactor F, K, TESYS U; Capacitor Contactor ; EOCR; Overload relays, Control Relays, ElectromagneticRelay; Motor CB except range GV2ME; Accessories | 1735800 | 2.978%
LT4730BA | RELAY | 1976700 | PTCTR: Contactor D>18A, LC2D***, Contactor F, K, TESYS U; Capacitor Contactor ; EOCR; Overload relays, Control Relays, ElectromagneticRelay; Motor CB except range GV2ME; Accessories | 1919500 | 2.98%
LT4730BS | ELECTR. RELAY 3 A 30A 24V AC DC MAN. | 1976700 | PTCTR: Contactor D>18A, LC2D***, Contactor F, K, TESYS U; Capacitor Contactor ; EOCR; Overload relays, Control Relays, ElectromagneticRelay; Motor CB except range GV2ME; Accessories | 1919500 | 2.98%
LT4730EA | RELAY | 1976700 | PTCTR: Contactor D>18A, LC2D***, Contactor F, K, TESYS U; Capacitor Contactor ; EOCR; Overload relays, Control Relays, ElectromagneticRelay; Motor CB except range GV2ME; Accessories | 1919500 | 2.98%
LT4730ES | RELAY | 1976700 | PTCTR: Contactor D>18A, LC2D***, Contactor F, K, TESYS U; Capacitor Contactor ; EOCR; Overload relays, Control Relays, ElectromagneticRelay; Motor CB except range GV2ME; Accessories | 1919500 | 2.98%
LT4730F7A | RELAY | 1976700 | PTCTR: Contactor D>18A, LC2D***, Contactor F, K, TESYS U; Capacitor Contactor ; EOCR; Overload relays, Control Relays, ElectromagneticRelay; Motor CB except range GV2ME; Accessories | 1919500 | 2.98%
LT4730M7A | RELAY | 1976700 | PTCTR: Contactor D>18A, LC2D***, Contactor F, K, TESYS U; Capacitor Contactor ; EOCR; Overload relays, Control Relays, ElectromagneticRelay; Motor CB except range GV2ME; Accessories | 1919500 | 2.98%
LT4730M7S | ELECTR. RELAY 3 A 30A 220V AC MAN. R | 1976700 | PTCTR: Contactor D>18A, LC2D***, Contactor F, K, TESYS U; Capacitor Contactor ; EOCR; Overload relays, Control Relays, ElectromagneticRelay; Motor CB except range GV2ME; Accessories | 1919500 | 2.98%
LT4760BA | RELAY | 2207700 | PTCTR: Contactor D>18A, LC2D***, Contactor F, K, TESYS U; Capacitor Contactor ; EOCR; Overload relays, Control Relays, ElectromagneticRelay; Motor CB except range GV2ME; Accessories | 2143900 | 2.976%
LT4760BS | ELECTR.RELAY 5A 60A 24V AC DC MAN. | 2207700 | PTCTR: Contactor D>18A, LC2D***, Contactor F, K, TESYS U; Capacitor Contactor ; EOCR; Overload relays, Control Relays, ElectromagneticRelay; Motor CB except range GV2ME; Accessories | 2143900 | 2.976%
LT4760EA | RELAY | 2207700 | PTCTR: Contactor D>18A, LC2D***, Contactor F, K, TESYS U; Capacitor Contactor ; EOCR; Overload relays, Control Relays, ElectromagneticRelay; Motor CB except range GV2ME; Accessories | 2143900 | 2.976%
LT4760ES | ELECTR. RELAY 5A 60A 48V AC DC MAN. | 2207700 | PTCTR: Contactor D>18A, LC2D***, Contactor F, K, TESYS U; Capacitor Contactor ; EOCR; Overload relays, Control Relays, ElectromagneticRelay; Motor CB except range GV2ME; Accessories | 2143900 | 2.976%
LT4760F7A | RELAY | 2207700 | PTCTR: Contactor D>18A, LC2D***, Contactor F, K, TESYS U; Capacitor Contactor ; EOCR; Overload relays, Control Relays, ElectromagneticRelay; Motor CB except range GV2ME; Accessories | 2143900 | 2.976%
LT4760M7A | RELAY | 2207700 | PTCTR: Contactor D>18A, LC2D***, Contactor F, K, TESYS U; Capacitor Contactor ; EOCR; Overload relays, Control Relays, ElectromagneticRelay; Motor CB except range GV2ME; Accessories | 2143900 | 2.976%
LT4760M7S | ELECTR. RELAY 5A 60A 220V AC MAN. R | 2207700 | PTCTR: Contactor D>18A, LC2D***, Contactor F, K, TESYS U; Capacitor Contactor ; EOCR; Overload relays, Control Relays, ElectromagneticRelay; Motor CB except range GV2ME; Accessories | 2143900 | 2.976%
LU2B12B | REVERSER 12A 24V AC | 12294700 | PTCTR: Contactor D>18A, LC2D***, Contactor F, K, TESYS U; Capacitor Contactor ; EOCR; Overload relays, Control Relays, ElectromagneticRelay; Motor CB except range GV2ME; Accessories | 11936100 | 3.004%
LU2B12BL | REVERSER 12A 24VDC | 12294700 | PTCTR: Contactor D>18A, LC2D***, Contactor F, K, TESYS U; Capacitor Contactor ; EOCR; Overload relays, Control Relays, ElectromagneticRelay; Motor CB except range GV2ME; Accessories | 11936100 | 3.004%
LU2B12ES | REVERSER 12A 48-72V AC/DC | 12294700 | PTCTR: Contactor D>18A, LC2D***, Contactor F, K, TESYS U; Capacitor Contactor ; EOCR; Overload relays, Control Relays, ElectromagneticRelay; Motor CB except range GV2ME; Accessories | 11936100 | 3.004%
LU2B12FU | REVERSER 12A 110-240V AC/DC | 12294700 | PTCTR: Contactor D>18A, LC2D***, Contactor F, K, TESYS U; Capacitor Contactor ; EOCR; Overload relays, Control Relays, ElectromagneticRelay; Motor CB except range GV2ME; Accessories | 11936100 | 3.004%
LU2B32B | REVERSER 32A 24V AC | 13877600 | PTCTR: Contactor D>18A, LC2D***, Contactor F, K, TESYS U; Capacitor Contactor ; EOCR; Overload relays, Control Relays, ElectromagneticRelay; Motor CB except range GV2ME; Accessories | 13473900 | 2.996%
LU2B32BL | REVERSER 32A 24VDC | 13877600 | PTCTR: Contactor D>18A, LC2D***, Contactor F, K, TESYS U; Capacitor Contactor ; EOCR; Overload relays, Control Relays, ElectromagneticRelay; Motor CB except range GV2ME; Accessories | 13473900 | 2.996%
LU2B32ES | REVERSER 32A 48-72V AC/DC | 13877600 | PTCTR: Contactor D>18A, LC2D***, Contactor F, K, TESYS U; Capacitor Contactor ; EOCR; Overload relays, Control Relays, ElectromagneticRelay; Motor CB except range GV2ME; Accessories | 13473900 | 2.996%
LU2B32FU | REVERSER 32A 110-240V AC/DC | 13877600 | PTCTR: Contactor D>18A, LC2D***, Contactor F, K, TESYS U; Capacitor Contactor ; EOCR; Overload relays, Control Relays, ElectromagneticRelay; Motor CB except range GV2ME; Accessories | 13473900 | 2.996%
LUA1C11 | FAULT READY AUX CONTACT | 779900 | PTCTR: Contactor D>18A, LC2D***, Contactor F, K, TESYS U; Capacitor Contactor ; EOCR; Overload relays, Control Relays, ElectromagneticRelay; Motor CB except range GV2ME; Accessories | 756800 | 3.052%
LUA1C20 | FAULT READY AUX CONTACT | 779900 | PTCTR: Contactor D>18A, LC2D***, Contactor F, K, TESYS U; Capacitor Contactor ; EOCR; Overload relays, Control Relays, ElectromagneticRelay; Motor CB except range GV2ME; Accessories | 756800 | 3.052%
LUB12 | SCREW CLAMP BASE 12A | 3447400 | PTCTR: Contactor D>18A, LC2D***, Contactor F, K, TESYS U; Capacitor Contactor ; EOCR; Overload relays, Control Relays, ElectromagneticRelay; Motor CB except range GV2ME; Accessories | 3347300 | 2.99%
LUB32 | SCREW CLAMP BASE 32A | 5012700 | PTCTR: Contactor D>18A, LC2D***, Contactor F, K, TESYS U; Capacitor Contactor ; EOCR; Overload relays, Control Relays, ElectromagneticRelay; Motor CB except range GV2ME; Accessories | 4866400 | 3.006%
LUCA05B | STD CONTROL 1.25-5A 24VAC | 2282500 | PTCTR: Contactor D>18A, LC2D***, Contactor F, K, TESYS U; Capacitor Contactor ; EOCR; Overload relays, Control Relays, ElectromagneticRelay; Motor CB except range GV2ME; Accessories | 2216500 | 2.978%
LUCA05BL | STD CONTROL 1.25-5A 24VDC | 2282500 | PTCTR: Contactor D>18A, LC2D***, Contactor F, K, TESYS U; Capacitor Contactor ; EOCR; Overload relays, Control Relays, ElectromagneticRelay; Motor CB except range GV2ME; Accessories | 2216500 | 2.978%
LUCA05ES | STD CONTROL 1.25-5A 48-72V | 2282500 | PTCTR: Contactor D>18A, LC2D***, Contactor F, K, TESYS U; Capacitor Contactor ; EOCR; Overload relays, Control Relays, ElectromagneticRelay; Motor CB except range GV2ME; Accessories | 2216500 | 2.978%
LUCA05FU | STD CONTROL 1.25-5A 110-240V | 2282500 | PTCTR: Contactor D>18A, LC2D***, Contactor F, K, TESYS U; Capacitor Contactor ; EOCR; Overload relays, Control Relays, ElectromagneticRelay; Motor CB except range GV2ME; Accessories | 2216500 | 2.978%
LUCA12B | STD CONTROL 3-12A 24VAC | 2558600 | PTCTR: Contactor D>18A, LC2D***, Contactor F, K, TESYS U; Capacitor Contactor ; EOCR; Overload relays, Control Relays, ElectromagneticRelay; Motor CB except range GV2ME; Accessories | 2483800 | 3.012%
LUCA12BL | STD CONTROL 3-12A 24VDC | 2558600 | PTCTR: Contactor D>18A, LC2D***, Contactor F, K, TESYS U; Capacitor Contactor ; EOCR; Overload relays, Control Relays, ElectromagneticRelay; Motor CB except range GV2ME; Accessories | 2483800 | 3.012%
LUCA12FU | STD CONTROL 3-12A 110-240V | 2558600 | PTCTR: Contactor D>18A, LC2D***, Contactor F, K, TESYS U; Capacitor Contactor ; EOCR; Overload relays, Control Relays, ElectromagneticRelay; Motor CB except range GV2ME; Accessories | 2483800 | 3.012%
LUCA18B | STD CONTROL 4.5-18A 24VAC | 2764300 | PTCTR: Contactor D>18A, LC2D***, Contactor F, K, TESYS U; Capacitor Contactor ; EOCR; Overload relays, Control Relays, ElectromagneticRelay; Motor CB except range GV2ME; Accessories | 2684000 | 2.992%
LUCA18BL | STD CONTROL 4.5-18A 24VDC | 2764300 | PTCTR: Contactor D>18A, LC2D***, Contactor F, K, TESYS U; Capacitor Contactor ; EOCR; Overload relays, Control Relays, ElectromagneticRelay; Motor CB except range GV2ME; Accessories | 2684000 | 2.992%
LUCA18ES | STD CONTROL 4.5-18A 48-72V | 2764300 | PTCTR: Contactor D>18A, LC2D***, Contactor F, K, TESYS U; Capacitor Contactor ; EOCR; Overload relays, Control Relays, ElectromagneticRelay; Motor CB except range GV2ME; Accessories | 2684000 | 2.992%
LUCA18FU | STD CONTROL 4.5-18A 110-240V | 2764300 | PTCTR: Contactor D>18A, LC2D***, Contactor F, K, TESYS U; Capacitor Contactor ; EOCR; Overload relays, Control Relays, ElectromagneticRelay; Motor CB except range GV2ME; Accessories | 2684000 | 2.992%
LUCA1XB | STD CONTROL 0.35-1.4A 24VAC | 2237400 | PTCTR: Contactor D>18A, LC2D***, Contactor F, K, TESYS U; Capacitor Contactor ; EOCR; Overload relays, Control Relays, ElectromagneticRelay; Motor CB except range GV2ME; Accessories | 2172500 | 2.987%
LUCA1XBL | STD CONTROL 0.35-1.4A 24VDC | 2237400 | PTCTR: Contactor D>18A, LC2D***, Contactor F, K, TESYS U; Capacitor Contactor ; EOCR; Overload relays, Control Relays, ElectromagneticRelay; Motor CB except range GV2ME; Accessories | 2172500 | 2.987%
LUCA1XES | STD CONTROL 0.35-1.4A 48-72V | 2237400 | PTCTR: Contactor D>18A, LC2D***, Contactor F, K, TESYS U; Capacitor Contactor ; EOCR; Overload relays, Control Relays, ElectromagneticRelay; Motor CB except range GV2ME; Accessories | 2172500 | 2.987%
LUCA1XFU | STD CONTROL 0.35-1.4A 110-240V | 2237400 | PTCTR: Contactor D>18A, LC2D***, Contactor F, K, TESYS U; Capacitor Contactor ; EOCR; Overload relays, Control Relays, ElectromagneticRelay; Motor CB except range GV2ME; Accessories | 2172500 | 2.987%
LUCA32B | STD CONTROL 8-32A 24VAC | 4120600 | PTCTR: Contactor D>18A, LC2D***, Contactor F, K, TESYS U; Capacitor Contactor ; EOCR; Overload relays, Control Relays, ElectromagneticRelay; Motor CB except range GV2ME; Accessories | 4000700 | 2.997%
LUCA32BL | STD CONTROL 8-32A 24VDC | 4120600 | PTCTR: Contactor D>18A, LC2D***, Contactor F, K, TESYS U; Capacitor Contactor ; EOCR; Overload relays, Control Relays, ElectromagneticRelay; Motor CB except range GV2ME; Accessories | 4000700 | 2.997%
LUCA32ES | STD CONTROL 8-32A 48-72V | 4120600 | PTCTR: Contactor D>18A, LC2D***, Contactor F, K, TESYS U; Capacitor Contactor ; EOCR; Overload relays, Control Relays, ElectromagneticRelay; Motor CB except range GV2ME; Accessories | 4000700 | 2.997%
LUCA32FU | STD CONTROL 8-32A 110-240V | 4120600 | PTCTR: Contactor D>18A, LC2D***, Contactor F, K, TESYS U; Capacitor Contactor ; EOCR; Overload relays, Control Relays, ElectromagneticRelay; Motor CB except range GV2ME; Accessories | 4000700 | 2.997%
LUCAX6B | STD CONTROL 0.15-0.6A 24VAC | 2125200 | PTCTR: Contactor D>18A, LC2D***, Contactor F, K, TESYS U; Capacitor Contactor ; EOCR; Overload relays, Control Relays, ElectromagneticRelay; Motor CB except range GV2ME; Accessories | 2063600 | 2.985%
LUCAX6BL | STD CONTROL 0.15-0.6A 24VDC | 2125200 | PTCTR: Contactor D>18A, LC2D***, Contactor F, K, TESYS U; Capacitor Contactor ; EOCR; Overload relays, Control Relays, ElectromagneticRelay; Motor CB except range GV2ME; Accessories | 2063600 | 2.985%
LUCAX6ES | STD CONTROL 0.15-0.6A 48-72V | 2125200 | PTCTR: Contactor D>18A, LC2D***, Contactor F, K, TESYS U; Capacitor Contactor ; EOCR; Overload relays, Control Relays, ElectromagneticRelay; Motor CB except range GV2ME; Accessories | 2063600 | 2.985%
LUCAX6FU | STD CONTROL 0.15-0.6A 110-240V | 2125200 | PTCTR: Contactor D>18A, LC2D***, Contactor F, K, TESYS U; Capacitor Contactor ; EOCR; Overload relays, Control Relays, ElectromagneticRelay; Motor CB except range GV2ME; Accessories | 2063600 | 2.985%
LUFN02 | AUXILIARY CONTACT MODULE 2NC | 779900 | PTCTR: Contactor D>18A, LC2D***, Contactor F, K, TESYS U; Capacitor Contactor ; EOCR; Overload relays, Control Relays, ElectromagneticRelay; Motor CB except range GV2ME; Accessories | 756800 | 3.052%
LUFN11 | AUXILIARY CONTACT MOD 1NO 1NC | 779900 | PTCTR: Contactor D>18A, LC2D***, Contactor F, K, TESYS U; Capacitor Contactor ; EOCR; Overload relays, Control Relays, ElectromagneticRelay; Motor CB except range GV2ME; Accessories | 756800 | 3.052%
LUFN20 | AUXILIARY CONTACT MOD 2NO | 779900 | PTCTR: Contactor D>18A, LC2D***, Contactor F, K, TESYS U; Capacitor Contactor ; EOCR; Overload relays, Control Relays, ElectromagneticRelay; Motor CB except range GV2ME; Accessories | 756800 | 3.052%
LV429210 | 3P 200-440V AC 0.03-10A Vigi MH | 13336400 | PTCCB, PTACB: Compact NSX, Compact NS, Masterpact NT, NW <= 1000A, INS, ATNSX & ATS <=1000A, Vigirex - Accessories | 13336400 | 0%
LV429211 | 4P 200-440V AC 0.03-10A Vigi MH | 15684900 | PTCCB, PTACB: Compact NSX, Compact NS, Masterpact NT, NW <= 1000A, INS, ATNSX & ATS <=1000A, Vigirex - Accessories | 15684900 | 0%
LV429212 | 3P 200-440V AC 0.3A Vigi ME | 11751300 | PTCCB, PTACB: Compact NSX, Compact NS, Masterpact NT, NW <= 1000A, INS, ATNSX & ATS <=1000A, Vigirex - Accessories | 11751300 | 0%
LV429213 | 4P 200-440V AC 0.3A Vigi ME | 13811600 | PTCCB, PTACB: Compact NSX, Compact NS, Masterpact NT, NW <= 1000A, INS, ATNSX & ATS <=1000A, Vigirex - Accessories | 13811600 | 0%
LV429235 | 2 short rear connections | 1589500 | PTCCB, PTACB: Compact NSX, Compact NS, Masterpact NT, NW <= 1000A, INS, ATNSX & ATS <=1000A, Vigirex - Accessories | 1589500 | 0%
LV429236 | 2 long rear connections | 1972300 | PTCCB, PTACB: Compact NSX, Compact NS, Masterpact NT, NW <= 1000A, INS, ATNSX & ATS <=1000A, Vigirex - Accessories | 1972300 | 0%
LV429243 | 4 steel connectors (1x 1.5-95mm²) | 1494900 | PTCCB, PTACB: Compact NSX, Compact NS, Masterpact NT, NW <= 1000A, INS, ATNSX & ATS <=1000A, Vigirex - Accessories | 1494900 | 0%
LV429282 | Chassis side plates for 3/4P base | 4449500 | PTCCB, PTACB: Compact NSX, Compact NS, Masterpact NT, NW <= 1000A, INS, ATNSX & ATS <=1000A, Vigirex - Accessories | 4449500 | 0%
LV429283 | Chassis side plates for 3/4P breaker | 1450900 | PTCCB, PTACB: Compact NSX, Compact NS, Masterpact NT, NW <= 1000A, INS, ATNSX & ATS <=1000A, Vigirex - Accessories | 1450900 | 0%
LV429289 | 3P Compact plug-in base kit | 4868600 | PTCCB, PTACB: Compact NSX, Compact NS, Masterpact NT, NW <= 1000A, INS, ATNSX & ATS <=1000A, Vigirex - Accessories | 4868600 | 0%
LV429290 | 4P Compact plug-in base kit | 6296400 | PTCCB, PTACB: Compact NSX, Compact NS, Masterpact NT, NW <= 1000A, INS, ATNSX & ATS <=1000A, Vigirex - Accessories | 6296400 | 0%
LV429317 | IP40 escutcheon all control types | 803000 | PTCCB, PTACB: Compact NSX, Compact NS, Masterpact NT, NW <= 1000A, INS, ATNSX & ATS <=1000A, Vigirex - Accessories | 803000 | 0%
LV429329 | 6 interphase barriers | 385000 | PTCCB, PTACB: Compact NSX, Compact NS, Masterpact NT, NW <= 1000A, INS, ATNSX & ATS <=1000A, Vigirex - Accessories | 385000 | 0%
LV429337 | Direct standard rotary handle | 1127500 | PTCCB, PTACB: Compact NSX, Compact NS, Masterpact NT, NW <= 1000A, INS, ATNSX & ATS <=1000A, Vigirex - Accessories | 1127500 | 0%
LV429338 | Extended standard rotary handle | 2327600 | PTCCB, PTACB: Compact NSX, Compact NS, Masterpact NT, NW <= 1000A, INS, ATNSX & ATS <=1000A, Vigirex - Accessories | 2327600 | 0%
LV429343 | TELESCOPIC ROTARY HANDLE (500 MM SHAFT) | 3098700 | PTCCB, PTACB: Compact NSX, Compact NS, Masterpact NT, NW <= 1000A, INS, ATNSX & ATS <=1000A, Vigirex - Accessories | 3098700 | 0%
LV429344 | Rot handle keylock adapter (w/o keylock) | 390500 | PTCCB, PTACB: Compact NSX, Compact NS, Masterpact NT, NW <= 1000A, INS, ATNSX & ATS <=1000A, Vigirex - Accessories | 390500 | 0%
LV429354 | Mechanical interlock for toggles | 3423200 | PTCCB, PTACB: Compact NSX, Compact NS, Masterpact NT, NW <= 1000A, INS, ATNSX & ATS <=1000A, Vigirex - Accessories | 3423200 | 0%
LV429369 | Mechanical interlock for rot handles | 5503300 | PTCCB, PTACB: Compact NSX, Compact NS, Masterpact NT, NW <= 1000A, INS, ATNSX & ATS <=1000A, Vigirex - Accessories | 5503300 | 0%
LV429371 | Fixed locking device for 3 padlocks | 935000 | PTCCB, PTACB: Compact NSX, Compact NS, Masterpact NT, NW <= 1000A, INS, ATNSX & ATS <=1000A, Vigirex - Accessories | 935000 | 0%
LV429384 | AC MX 24V 50/60Hz | 1629100 | PTCCB, PTACB: Compact NSX, Compact NS, Masterpact NT, NW <= 1000A, INS, ATNSX & ATS <=1000A, Vigirex - Accessories | 1629100 | 0%
LV429385 | MX 48V 50/60Hz shunt release | 1692900 | PTCCB, PTACB: Compact NSX, Compact NS, Masterpact NT, NW <= 1000A, INS, ATNSX & ATS <=1000A, Vigirex - Accessories | 1692900 | 0%
LV429387 | MX 220-240V50/60Hz 208-277V60Hz SHT | 1692900 | PTCCB, PTACB: Compact NSX, Compact NS, Masterpact NT, NW <= 1000A, INS, ATNSX & ATS <=1000A, Vigirex - Accessories | 1692900 | 0%
LV429388 | MX 380-415V50/60Hz 440-480V60Hz SHT | 1692900 | PTCCB, PTACB: Compact NSX, Compact NS, Masterpact NT, NW <= 1000A, INS, ATNSX & ATS <=1000A, Vigirex - Accessories | 1692900 | 0%
LV429390 | MX 24V DC shunt release | 1692900 | PTCCB, PTACB: DC - Compact NSX, Masterpact NT, NW <= 1000A, INS, ATNSX & ATS <=1000A, Vigirex - Accessories | 1692900 | 0%
LV429392 | MX 48V DC shunt release | 1692900 | PTCCB, PTACB: DC - Compact NSX, Masterpact NT, NW <= 1000A, INS, ATNSX & ATS <=1000A, Vigirex - Accessories | 1692900 | 0%
LV429393 | DC MX 125V | 2329800 | PTCCB, PTACB: DC - Compact NSX, Masterpact NT, NW <= 1000A, INS, ATNSX & ATS <=1000A, Vigirex - Accessories | 2329800 | 0%
LV429394 | DC MX 250V | 2329800 | PTCCB, PTACB: DC - Compact NSX, Masterpact NT, NW <= 1000A, INS, ATNSX & ATS <=1000A, Vigirex - Accessories | 2329800 | 0%
LV429404 | AC MN 24V 50/60Hz | 1689600 | PTCCB, PTACB: Compact NSX, Compact NS, Masterpact NT, NW <= 1000A, INS, ATNSX & ATS <=1000A, Vigirex - Accessories | 1689600 | 0%
LV429407 | MN 220-240V50/60Hz 208-277V60Hz UVR | 2455200 | PTCCB, PTACB: Compact NSX, Compact NS, Masterpact NT, NW <= 1000A, INS, ATNSX & ATS <=1000A, Vigirex - Accessories | 2455200 | 0%
LV429408 | MN 380-415V50/60Hz 440-480V60Hz UVR | 2455200 | PTCCB, PTACB: Compact NSX, Compact NS, Masterpact NT, NW <= 1000A, INS, ATNSX & ATS <=1000A, Vigirex - Accessories | 2455200 | 0%
LV429410 | MN 24V DC undervoltage release | 1588400 | PTCCB, PTACB: DC - Compact NSX, Masterpact NT, NW <= 1000A, INS, ATNSX & ATS <=1000A, Vigirex - Accessories | 1588400 | 0%
LV429412 | DC MN 48V | 1657700 | PTCCB, PTACB: DC - Compact NSX, Masterpact NT, NW <= 1000A, INS, ATNSX & ATS <=1000A, Vigirex - Accessories | 1657700 | 0%
LV429414 | DC MN 250V | 1855700 | PTCCB, PTACB: DC - Compact NSX, Masterpact NT, NW <= 1000A, INS, ATNSX & ATS <=1000A, Vigirex - Accessories | 1855700 | 0%
LV429424 | SDTAM 24/415V AC/DC thermal fault module | 8804400 | PTCCB, PTACB: DC - Compact NSX, Masterpact NT, NW <= 1000A, INS, ATNSX & ATS <=1000A, Vigirex - Accessories | 8804400 | 0%
LV429427 | 220-240V AC 50/60Hz MN delay unit | 4045800 | PTCCB, PTACB: Compact NSX, Compact NS, Masterpact NT, NW <= 1000A, INS, ATNSX & ATS <=1000A, Vigirex - Accessories | 4045800 | 0%
LV429434 | 220-240V 50/60HZ 208-277V 60Hz MT100/160 | 11630300 | PTCCB, PTACB: Compact NSX, Compact NS, Masterpact NT, NW <= 1000A, INS, ATNSX & ATS <=1000A, Vigirex - Accessories | 11630300 | 0%
LV429435 | 380-415V 50/60HZ 440-480V 60Hz MT100/160 | 11630300 | PTCCB, PTACB: Compact NSX, Compact NS, Masterpact NT, NW <= 1000A, INS, ATNSX & ATS <=1000A, Vigirex - Accessories | 11630300 | 0%
LV429436 | 24-30V DC MT100/160 | 33727100 | PTCCB, PTACB: DC - Compact NSX, Masterpact NT, NW <= 1000A, INS, ATNSX & ATS <=1000A, Vigirex - Accessories | 33727100 | 0%
LV429438 | 110-130V DC MT100/160 | 33727100 | PTCCB, PTACB: DC - Compact NSX, Masterpact NT, NW <= 1000A, INS, ATNSX & ATS <=1000A, Vigirex - Accessories | 33727100 | 0%
LV429439 | 250V DC MT100/160 | 33727100 | PTCCB, PTACB: DC - Compact NSX, Masterpact NT, NW <= 1000A, INS, ATNSX & ATS <=1000A, Vigirex - Accessories | 33727100 | 0%
LV429451 | SDE adapter for trip unit | 490600 | PTCCB, PTACB: Compact NSX, Compact NS, Masterpact NT, NW <= 1000A, INS, ATNSX & ATS <=1000A, Vigirex - Accessories | 490600 | 0%
LV429513 | TORQUE LIMITING SCREWS (SET OF 12) | 1718200 | PTCCB, PTACB: Compact NSX, Compact NS, Masterpact NT, NW <= 1000A, INS, ATNSX & ATS <=1000A, Vigirex - Accessories | 1718200 | 0%
LV429515 | Kit for Short terminal shields 3P C1 | 127600 | PTCCB, PTACB: Compact NSX, Compact NS, Masterpact NT, NW <= 1000A, INS, ATNSX & ATS <=1000A, Vigirex - Accessories | 127600 | 0%
LV429516 | Kit for Short terminal shields 4P C1 | 206800 | PTCCB, PTACB: Compact NSX, Compact NS, Masterpact NT, NW <= 1000A, INS, ATNSX & ATS <=1000A, Vigirex - Accessories | 206800 | 0%
LV429517 | 1 3P LONG TERMINAL SHIELD | 447700 | PTCCB, PTACB: Compact NSX, Compact NS, Masterpact NT, NW <= 1000A, INS, ATNSX & ATS <=1000A, Vigirex - Accessories | 447700 | 0%
LV429518 | 1 4P LONG TERMINAL SHIELD | 492800 | PTCCB, PTACB: Compact NSX, Compact NS, Masterpact NT, NW <= 1000A, INS, ATNSX & ATS <=1000A, Vigirex - Accessories | 492800 | 0%
LV429521 | 25/100A EXTERNAL NEUTRAL CT | 8023400 | PTCCB, PTACB: Compact NSX, Compact NS, Masterpact NT, NW <= 1000A, INS, ATNSX & ATS <=1000A, Vigirex - Accessories | 8023400 | 0%
LV429528 | NS RETROFIT FRONT COVER (SMALL CUT-OUT) | 249700 | PTCCB, PTACB: Compact NSX, Compact NS, Masterpact NT, NW <= 1000A, INS, ATNSX & ATS <=1000A, Vigirex - Accessories | 249700 | 0%
LV429532 | SDX OUTPUT MODULES TRIP UNIT ACCESSORY | 8578900 | PTCCB, PTACB: Compact NSX, Compact NS, Masterpact NT, NW <= 1000A, INS, ATNSX & ATS <=1000A, Vigirex - Accessories | 8578900 | 0%
LV429550 | 3P3D TM100D NSX100B | 4110700 | PTCCB, PTACB: Compact NSX, Compact NS, Masterpact NT, NW <= 1000A, INS, ATNSX & ATS <=1000A, Vigirex - Accessories | 4110700 | 0%
LV429551 | 3P3D TM80D NSX100B | 4110700 | PTCCB, PTACB: Compact NSX, Compact NS, Masterpact NT, NW <= 1000A, INS, ATNSX & ATS <=1000A, Vigirex - Accessories | 4110700 | 0%
LV429552 | 3P3D TM63D NSX100B | 3997400 | PTCCB, PTACB: Compact NSX, Compact NS, Masterpact NT, NW <= 1000A, INS, ATNSX & ATS <=1000A, Vigirex - Accessories | 3997400 | 0%
LV429553 | 3P3D TM50D NSX100B | 3997400 | PTCCB, PTACB: Compact NSX, Compact NS, Masterpact NT, NW <= 1000A, INS, ATNSX & ATS <=1000A, Vigirex - Accessories | 3997400 | 0%
LV429554 | 3P3D TM40D NSX100B | 3997400 | PTCCB, PTACB: Compact NSX, Compact NS, Masterpact NT, NW <= 1000A, INS, ATNSX & ATS <=1000A, Vigirex - Accessories | 3997400 | 0%
LV429555 | 3P3D TM32D NSX100B | 3997400 | PTCCB, PTACB: Compact NSX, Compact NS, Masterpact NT, NW <= 1000A, INS, ATNSX & ATS <=1000A, Vigirex - Accessories | 3997400 | 0%
LV429556 | 3P3D TM25D NSX100B | 3997400 | PTCCB, PTACB: Compact NSX, Compact NS, Masterpact NT, NW <= 1000A, INS, ATNSX & ATS <=1000A, Vigirex - Accessories | 3997400 | 0%
LV429557 | 3P3D TM16D NSX100B | 3997400 | PTCCB, PTACB: Compact NSX, Compact NS, Masterpact NT, NW <= 1000A, INS, ATNSX & ATS <=1000A, Vigirex - Accessories | 3997400 | 0%
LV429560 | 4P3D TM100D NSX100B | 5735400 | PTCCB, PTACB: Compact NSX, Compact NS, Masterpact NT, NW <= 1000A, INS, ATNSX & ATS <=1000A, Vigirex - Accessories | 5735400 | 0%
LV429561 | 4P3D TM80D NSX100B | 5735400 | PTCCB, PTACB: Compact NSX, Compact NS, Masterpact NT, NW <= 1000A, INS, ATNSX & ATS <=1000A, Vigirex - Accessories | 5735400 | 0%
LV429562 | 4P3D TM63D NSX100B | 5402100 | PTCCB, PTACB: Compact NSX, Compact NS, Masterpact NT, NW <= 1000A, INS, ATNSX & ATS <=1000A, Vigirex - Accessories | 5402100 | 0%
LV429563 | 4P3D TM50D NSX100B | 5402100 | PTCCB, PTACB: Compact NSX, Compact NS, Masterpact NT, NW <= 1000A, INS, ATNSX & ATS <=1000A, Vigirex - Accessories | 5402100 | 0%
LV429564 | 4P3D TM40D NSX100B | 5402100 | PTCCB, PTACB: Compact NSX, Compact NS, Masterpact NT, NW <= 1000A, INS, ATNSX & ATS <=1000A, Vigirex - Accessories | 5402100 | 0%
LV429565 | 4P3D TM32D NSX100B | 5402100 | PTCCB, PTACB: Compact NSX, Compact NS, Masterpact NT, NW <= 1000A, INS, ATNSX & ATS <=1000A, Vigirex - Accessories | 5402100 | 0%
LV429566 | 4P3D TM25D NSX100B | 5402100 | PTCCB, PTACB: Compact NSX, Compact NS, Masterpact NT, NW <= 1000A, INS, ATNSX & ATS <=1000A, Vigirex - Accessories | 5402100 | 0%
LV429567 | 4P3D TM16D NSX100B | 5402100 | PTCCB, PTACB: Compact NSX, Compact NS, Masterpact NT, NW <= 1000A, INS, ATNSX & ATS <=1000A, Vigirex - Accessories | 5402100 | 0%
LV429630 | 3P3D TM100D NSX100F | 4327400 | PTCCB, PTACB: Compact NSX, Compact NS, Masterpact NT, NW <= 1000A, INS, ATNSX & ATS <=1000A, Vigirex - Accessories | 4327400 | 0%
LV429630ATNSX12A | ATNSX 100F/3P TMD100 A AC220V | 45548800 | PTCCB, PTACB: Compact NSX, Compact NS, Masterpact NT, NW <= 1000A, INS, ATNSX & ATS <=1000A, Vigirex - Accessories | 43379600 | 5.001%
LV429630ATNSX22A | ATNSX 100F/3P TMD100 B AC220V | 51242400 | PTCCB, PTACB: Compact NSX, Compact NS, Masterpact NT, NW <= 1000A, INS, ATNSX & ATS <=1000A, Vigirex - Accessories | 48802600 | 4.999%
LV429631 | 3P3D TM80D NSX100F | 4327400 | PTCCB, PTACB: Compact NSX, Compact NS, Masterpact NT, NW <= 1000A, INS, ATNSX & ATS <=1000A, Vigirex - Accessories | 4327400 | 0%
LV429632 | 3P3D TM63D NSX100F | 4208600 | PTCCB, PTACB: Compact NSX, Compact NS, Masterpact NT, NW <= 1000A, INS, ATNSX & ATS <=1000A, Vigirex - Accessories | 4208600 | 0%
LV429633 | 3P3D TM50D NSX100F | 4208600 | PTCCB, PTACB: Compact NSX, Compact NS, Masterpact NT, NW <= 1000A, INS, ATNSX & ATS <=1000A, Vigirex - Accessories | 4208600 | 0%
LV429634 | 3P3D TM40D NSX100F | 4208600 | PTCCB, PTACB: Compact NSX, Compact NS, Masterpact NT, NW <= 1000A, INS, ATNSX & ATS <=1000A, Vigirex - Accessories | 4208600 | 0%
LV429635 | 3P3D TM32D NSX100F | 4208600 | PTCCB, PTACB: Compact NSX, Compact NS, Masterpact NT, NW <= 1000A, INS, ATNSX & ATS <=1000A, Vigirex - Accessories | 4208600 | 0%
LV429636 | 3P3D TM25D NSX100F | 4208600 | PTCCB, PTACB: Compact NSX, Compact NS, Masterpact NT, NW <= 1000A, INS, ATNSX & ATS <=1000A, Vigirex - Accessories | 4208600 | 0%
LV429637 | 3P3D TM16D NSX100F | 4208600 | PTCCB, PTACB: Compact NSX, Compact NS, Masterpact NT, NW <= 1000A, INS, ATNSX & ATS <=1000A, Vigirex - Accessories | 4208600 | 0%
LV429640 | 4P3D TM100D NSX100F | 6097300 | PTCCB, PTACB: Compact NSX, Compact NS, Masterpact NT, NW <= 1000A, INS, ATNSX & ATS <=1000A, Vigirex - Accessories | 6097300 | 0%
LV429640ATNSX12A | ATNSX 100F/4P TMD100 A AC220V | 51469000 | PTCCB, PTACB: Compact NSX, Compact NS, Masterpact NT, NW <= 1000A, INS, ATNSX & ATS <=1000A, Vigirex - Accessories | 49018200 | 5%
LV429640ATNSX22A | ATNSX 100F/4P TMD100 B AC220V | 53920900 | PTCCB, PTACB: Compact NSX, Compact NS, Masterpact NT, NW <= 1000A, INS, ATNSX & ATS <=1000A, Vigirex - Accessories | 51353500 | 4.999%
LV429641 | 4P3D TM80D NSX100F | 6097300 | PTCCB, PTACB: Compact NSX, Compact NS, Masterpact NT, NW <= 1000A, INS, ATNSX & ATS <=1000A, Vigirex - Accessories | 6097300 | 0%
LV429642 | 4P3D TM63D NSX100F | 5743100 | PTCCB, PTACB: Compact NSX, Compact NS, Masterpact NT, NW <= 1000A, INS, ATNSX & ATS <=1000A, Vigirex - Accessories | 5743100 | 0%
LV429643 | 4P3D TM50D NSX100F | 5743100 | PTCCB, PTACB: Compact NSX, Compact NS, Masterpact NT, NW <= 1000A, INS, ATNSX & ATS <=1000A, Vigirex - Accessories | 5743100 | 0%
LV429644 | 4P3D TM40D NSX100F | 5743100 | PTCCB, PTACB: Compact NSX, Compact NS, Masterpact NT, NW <= 1000A, INS, ATNSX & ATS <=1000A, Vigirex - Accessories | 5743100 | 0%
LV429645 | 4P3D TM32D NSX100F | 5743100 | PTCCB, PTACB: Compact NSX, Compact NS, Masterpact NT, NW <= 1000A, INS, ATNSX & ATS <=1000A, Vigirex - Accessories | 5743100 | 0%
LV429646 | 4P3D TM25D NSX100F | 5743100 | PTCCB, PTACB: Compact NSX, Compact NS, Masterpact NT, NW <= 1000A, INS, ATNSX & ATS <=1000A, Vigirex - Accessories | 5743100 | 0%
LV429647 | 4P3D TM16D NSX100F | 5743100 | PTCCB, PTACB: Compact NSX, Compact NS, Masterpact NT, NW <= 1000A, INS, ATNSX & ATS <=1000A, Vigirex - Accessories | 5743100 | 0%
LV429670 | 3P3D TM100D NSX100H | 5574800 | PTCCB, PTACB: Compact NSX, Compact NS, Masterpact NT, NW <= 1000A, INS, ATNSX & ATS <=1000A, Vigirex - Accessories | 5574800 | 0%
LV429671 | 3P3D TM80D NSX100H | 5574800 | PTCCB, PTACB: Compact NSX, Compact NS, Masterpact NT, NW <= 1000A, INS, ATNSX & ATS <=1000A, Vigirex - Accessories | 5574800 | 0%
LV429672 | 3P3D TM63D NSX100H | 5352600 | PTCCB, PTACB: Compact NSX, Compact NS, Masterpact NT, NW <= 1000A, INS, ATNSX & ATS <=1000A, Vigirex - Accessories | 5352600 | 0%
LV429673 | 3P3D TM50D NSX100H | 5352600 | PTCCB, PTACB: Compact NSX, Compact NS, Masterpact NT, NW <= 1000A, INS, ATNSX & ATS <=1000A, Vigirex - Accessories | 5352600 | 0%
LV429674 | 3P3D TM40D NSX100H | 5352600 | PTCCB, PTACB: Compact NSX, Compact NS, Masterpact NT, NW <= 1000A, INS, ATNSX & ATS <=1000A, Vigirex - Accessories | 5352600 | 0%
LV429675 | 3P3D TM32D NSX100H | 5352600 | PTCCB, PTACB: Compact NSX, Compact NS, Masterpact NT, NW <= 1000A, INS, ATNSX & ATS <=1000A, Vigirex - Accessories | 5352600 | 0%
LV429676 | 3P3D TM25D NSX100H | 5352600 | PTCCB, PTACB: Compact NSX, Compact NS, Masterpact NT, NW <= 1000A, INS, ATNSX & ATS <=1000A, Vigirex - Accessories | 5352600 | 0%
LV429677 | 3P3D TM16D NSX100H | 5352600 | PTCCB, PTACB: Compact NSX, Compact NS, Masterpact NT, NW <= 1000A, INS, ATNSX & ATS <=1000A, Vigirex - Accessories | 5352600 | 0%
LV429680 | 4P3D TM100D NSX100H | 8014600 | PTCCB, PTACB: Compact NSX, Compact NS, Masterpact NT, NW <= 1000A, INS, ATNSX & ATS <=1000A, Vigirex - Accessories | 8014600 | 0%
LV429681 | 4P3D TM80D NSX100H | 8014600 | PTCCB, PTACB: Compact NSX, Compact NS, Masterpact NT, NW <= 1000A, INS, ATNSX & ATS <=1000A, Vigirex - Accessories | 8014600 | 0%
LV429682 | 4P3D TM63D NSX100H | 7532800 | PTCCB, PTACB: Compact NSX, Compact NS, Masterpact NT, NW <= 1000A, INS, ATNSX & ATS <=1000A, Vigirex - Accessories | 7532800 | 0%
LV429683 | 4P3D TM50D NSX100H | 7532800 | PTCCB, PTACB: Compact NSX, Compact NS, Masterpact NT, NW <= 1000A, INS, ATNSX & ATS <=1000A, Vigirex - Accessories | 7532800 | 0%
LV429684 | 4P3D TM40D NSX100H | 7532800 | PTCCB, PTACB: Compact NSX, Compact NS, Masterpact NT, NW <= 1000A, INS, ATNSX & ATS <=1000A, Vigirex - Accessories | 7532800 | 0%
LV429685 | 4P3D TM32D NSX100H | 7532800 | PTCCB, PTACB: Compact NSX, Compact NS, Masterpact NT, NW <= 1000A, INS, ATNSX & ATS <=1000A, Vigirex - Accessories | 7532800 | 0%
LV429686 | 4P3D TM25D NSX100H | 7532800 | PTCCB, PTACB: Compact NSX, Compact NS, Masterpact NT, NW <= 1000A, INS, ATNSX & ATS <=1000A, Vigirex - Accessories | 7532800 | 0%
LV429687 | 4P3D TM16D NSX100H | 7532800 | PTCCB, PTACB: Compact NSX, Compact NS, Masterpact NT, NW <= 1000A, INS, ATNSX & ATS <=1000A, Vigirex - Accessories | 7532800 | 0%
LV429840 | 3P3D TM100D NSX100N | 4943400 | PTCCB, PTACB: Compact NSX, Compact NS, Masterpact NT, NW <= 1000A, INS, ATNSX & ATS <=1000A, Vigirex - Accessories | 4943400 | 0%
LV429841 | 3P3D TM80D NSX100N | 4943400 | PTCCB, PTACB: Compact NSX, Compact NS, Masterpact NT, NW <= 1000A, INS, ATNSX & ATS <=1000A, Vigirex - Accessories | 4943400 | 0%
LV429842 | 3P3D TM63D NSX100N | 4810300 | PTCCB, PTACB: Compact NSX, Compact NS, Masterpact NT, NW <= 1000A, INS, ATNSX & ATS <=1000A, Vigirex - Accessories | 4810300 | 0%
LV429843 | 3P3D TM50D NSX100N | 4810300 | PTCCB, PTACB: Compact NSX, Compact NS, Masterpact NT, NW <= 1000A, INS, ATNSX & ATS <=1000A, Vigirex - Accessories | 4810300 | 0%
LV429844 | 3P3D TM40D NSX100N | 4810300 | PTCCB, PTACB: Compact NSX, Compact NS, Masterpact NT, NW <= 1000A, INS, ATNSX & ATS <=1000A, Vigirex - Accessories | 4810300 | 0%
LV429845 | 3P3D TM32D NSX100N | 4810300 | PTCCB, PTACB: Compact NSX, Compact NS, Masterpact NT, NW <= 1000A, INS, ATNSX & ATS <=1000A, Vigirex - Accessories | 4810300 | 0%
LV429846 | 3P3D TM25D NSX100N | 4810300 | PTCCB, PTACB: Compact NSX, Compact NS, Masterpact NT, NW <= 1000A, INS, ATNSX & ATS <=1000A, Vigirex - Accessories | 4810300 | 0%
LV429847 | 3P3D TM16D NSX100N | 4810300 | PTCCB, PTACB: Compact NSX, Compact NS, Masterpact NT, NW <= 1000A, INS, ATNSX & ATS <=1000A, Vigirex - Accessories | 4810300 | 0%
LV429850 | 4P3D TM100D NSX100N | 6895900 | PTCCB, PTACB: Compact NSX, Compact NS, Masterpact NT, NW <= 1000A, INS, ATNSX & ATS <=1000A, Vigirex - Accessories | 6895900 | 0%
LV429851 | 4P3D TM80D NSX100N | 6895900 | PTCCB, PTACB: Compact NSX, Compact NS, Masterpact NT, NW <= 1000A, INS, ATNSX & ATS <=1000A, Vigirex - Accessories | 6895900 | 0%
LV429852 | 4P3D TM63D NSX100N | 6496600 | PTCCB, PTACB: Compact NSX, Compact NS, Masterpact NT, NW <= 1000A, INS, ATNSX & ATS <=1000A, Vigirex - Accessories | 6496600 | 0%
LV429853 | 4P3D TM50D NSX100N | 6496600 | PTCCB, PTACB: Compact NSX, Compact NS, Masterpact NT, NW <= 1000A, INS, ATNSX & ATS <=1000A, Vigirex - Accessories | 6496600 | 0%
LV429854 | 4P3D TM40D NSX100N | 6496600 | PTCCB, PTACB: Compact NSX, Compact NS, Masterpact NT, NW <= 1000A, INS, ATNSX & ATS <=1000A, Vigirex - Accessories | 6496600 | 0%
LV429855 | 4P3D TM32D NSX100N | 6496600 | PTCCB, PTACB: Compact NSX, Compact NS, Masterpact NT, NW <= 1000A, INS, ATNSX & ATS <=1000A, Vigirex - Accessories | 6496600 | 0%
LV429856 | 4P3D TM25D NSX100N | 6496600 | PTCCB, PTACB: Compact NSX, Compact NS, Masterpact NT, NW <= 1000A, INS, ATNSX & ATS <=1000A, Vigirex - Accessories | 6496600 | 0%
LV429857 | 4P3D TM16D NSX100N | 6496600 | PTCCB, PTACB: Compact NSX, Compact NS, Masterpact NT, NW <= 1000A, INS, ATNSX & ATS <=1000A, Vigirex - Accessories | 6496600 | 0%
LV430310 | 3P3D TM160D NSX160B | 6596700 | PTCCB, PTACB: Compact NSX, Compact NS, Masterpact NT, NW <= 1000A, INS, ATNSX & ATS <=1000A, Vigirex - Accessories | 6596700 | 0%
LV430311 | 3P3D TM125D NSX160B | 5197500 | PTCCB, PTACB: Compact NSX, Compact NS, Masterpact NT, NW <= 1000A, INS, ATNSX & ATS <=1000A, Vigirex - Accessories | 5197500 | 0%
LV430320 | 4P3D TM160D NSX160B | 8897900 | PTCCB, PTACB: Compact NSX, Compact NS, Masterpact NT, NW <= 1000A, INS, ATNSX & ATS <=1000A, Vigirex - Accessories | 8897900 | 0%
LV430321 | 4P3D TM125D NSX160B | 8099300 | PTCCB, PTACB: Compact NSX, Compact NS, Masterpact NT, NW <= 1000A, INS, ATNSX & ATS <=1000A, Vigirex - Accessories | 8099300 | 0%
LV430563 | 150/250A EXTERNAL NEUTRAL CT | 7570200 | PTCCB, PTACB: Compact NSX, Compact NS, Masterpact NT, NW <= 1000A, INS, ATNSX & ATS <=1000A, Vigirex - Accessories | 7570200 | 0%
LV430630 | 3P3D TM160D NSX160F | 7100500 | PTCCB, PTACB: Compact NSX, Compact NS, Masterpact NT, NW <= 1000A, INS, ATNSX & ATS <=1000A, Vigirex - Accessories | 7100500 | 0%
LV430630ATNSX12A | ATNSX 160F/3P TMD160 A AC220V | 49076500 | PTCCB, PTACB: Compact NSX, Compact NS, Masterpact NT, NW <= 1000A, INS, ATNSX & ATS <=1000A, Vigirex - Accessories | 46739000 | 5.001%
LV430630ATNSX22A | ATNSX 160F/3P TMD160 B AC220V | 53861500 | PTCCB, PTACB: Compact NSX, Compact NS, Masterpact NT, NW <= 1000A, INS, ATNSX & ATS <=1000A, Vigirex - Accessories | 51296300 | 5.001%
LV430631 | 3P3D TM125D NSX160F | 5592400 | PTCCB, PTACB: Compact NSX, Compact NS, Masterpact NT, NW <= 1000A, INS, ATNSX & ATS <=1000A, Vigirex - Accessories | 5592400 | 0%
LV430640 | 4P3D TM160D NSX160F | 9669000 | PTCCB, PTACB: Compact NSX, Compact NS, Masterpact NT, NW <= 1000A, INS, ATNSX & ATS <=1000A, Vigirex - Accessories | 9669000 | 0%
LV430640ATNSX12A | ATNSX 160F/4P TMD160 A AC220V | 58087700 | PTCCB, PTACB: Compact NSX, Compact NS, Masterpact NT, NW <= 1000A, INS, ATNSX & ATS <=1000A, Vigirex - Accessories | 55321200 | 5.001%
LV430640ATNSX22A | ATNSX 160F/4P TMD160 B AC220V | 67579600 | PTCCB, PTACB: Compact NSX, Compact NS, Masterpact NT, NW <= 1000A, INS, ATNSX & ATS <=1000A, Vigirex - Accessories | 64361000 | 5.001%
LV430641 | 4P3D TM125D NSX160F | 8221400 | PTCCB, PTACB: Compact NSX, Compact NS, Masterpact NT, NW <= 1000A, INS, ATNSX & ATS <=1000A, Vigirex - Accessories | 8221400 | 0%
LV430670 | 3P3D TM160D NSX160H | 9612900 | PTCCB, PTACB: Compact NSX, Compact NS, Masterpact NT, NW <= 1000A, INS, ATNSX & ATS <=1000A, Vigirex - Accessories | 9612900 | 0%
LV430671 | 3P3D TM125D NSX160H | 7916700 | PTCCB, PTACB: Compact NSX, Compact NS, Masterpact NT, NW <= 1000A, INS, ATNSX & ATS <=1000A, Vigirex - Accessories | 7916700 | 0%
LV430680 | 4P3D TM160D NSX160H | 12097800 | PTCCB, PTACB: Compact NSX, Compact NS, Masterpact NT, NW <= 1000A, INS, ATNSX & ATS <=1000A, Vigirex - Accessories | 12097800 | 0%
LV430681 | 4P3D TM125D NSX160H | 10607300 | PTCCB, PTACB: Compact NSX, Compact NS, Masterpact NT, NW <= 1000A, INS, ATNSX & ATS <=1000A, Vigirex - Accessories | 10607300 | 0%
LV430840 | 3P3D TM160D NSX160N | 7815500 | PTCCB, PTACB: Compact NSX, Compact NS, Masterpact NT, NW <= 1000A, INS, ATNSX & ATS <=1000A, Vigirex - Accessories | 7815500 | 0%
LV430841 | 3P3D TM125D NSX160N | 6155600 | PTCCB, PTACB: Compact NSX, Compact NS, Masterpact NT, NW <= 1000A, INS, ATNSX & ATS <=1000A, Vigirex - Accessories | 6155600 | 0%
LV430850 | 4P3D TM160D NSX160N | 10645800 | PTCCB, PTACB: Compact NSX, Compact NS, Masterpact NT, NW <= 1000A, INS, ATNSX & ATS <=1000A, Vigirex - Accessories | 10645800 | 0%
LV430851 | 4P3D TM125D NSX160N | 9051900 | PTCCB, PTACB: Compact NSX, Compact NS, Masterpact NT, NW <= 1000A, INS, ATNSX & ATS <=1000A, Vigirex - Accessories | 9051900 | 0%
LV431110 | 3P3D TM250D NSX250B | 8653700 | PTCCB, PTACB: Compact NSX, Compact NS, Masterpact NT, NW <= 1000A, INS, ATNSX & ATS <=1000A, Vigirex - Accessories | 8653700 | 0%
LV431111 | 3P3D TM200D NSX250B | 7718700 | PTCCB, PTACB: Compact NSX, Compact NS, Masterpact NT, NW <= 1000A, INS, ATNSX & ATS <=1000A, Vigirex - Accessories | 7718700 | 0%
LV431120 | 4P3D TM250D NSX250B | 12102200 | PTCCB, PTACB: Compact NSX, Compact NS, Masterpact NT, NW <= 1000A, INS, ATNSX & ATS <=1000A, Vigirex - Accessories | 12102200 | 0%
LV431121 | 4P3D TM200D NSX250B | 10676600 | PTCCB, PTACB: Compact NSX, Compact NS, Masterpact NT, NW <= 1000A, INS, ATNSX & ATS <=1000A, Vigirex - Accessories | 10676600 | 0%
LV431535 | 3P 200-440V AC 0.03-10A Vigi MH | 15786100 | PTCCB, PTACB: Compact NSX, Compact NS, Masterpact NT, NW <= 1000A, INS, ATNSX & ATS <=1000A, Vigirex - Accessories | 15786100 | 0%
LV431536 | 4P 200-440V AC 0.03-10A Vigi MH | 19435900 | PTCCB, PTACB: Compact NSX, Compact NS, Masterpact NT, NW <= 1000A, INS, ATNSX & ATS <=1000A, Vigirex - Accessories | 19435900 | 0%
LV431541 | 220-240V 50/60HZ 208-277V 60Hz MT250 | 14204300 | PTCCB, PTACB: Compact NSX, Compact NS, Masterpact NT, NW <= 1000A, INS, ATNSX & ATS <=1000A, Vigirex - Accessories | 14204300 | 0%
LV431542 | 380-415V 50/60HZ 440-480V 60Hz MT250 | 14204300 | PTCCB, PTACB: Compact NSX, Compact NS, Masterpact NT, NW <= 1000A, INS, ATNSX & ATS <=1000A, Vigirex - Accessories | 14204300 | 0%
LV431543 | 24-30V DC MT250 | 33402600 | PTCCB, PTACB: DC - Compact NSX, Masterpact NT, NW <= 1000A, INS, ATNSX & ATS <=1000A, Vigirex - Accessories | 33402600 | 0%
LV431546 | 250V DC MT250 | 33402600 | PTCCB, PTACB: DC - Compact NSX, Masterpact NT, NW <= 1000A, INS, ATNSX & ATS <=1000A, Vigirex - Accessories | 33402600 | 0%
LV431563 | 3P spreader +ph barriers | 573100 | PTCCB, PTACB: Compact NSX, Compact NS, Masterpact NT, NW <= 1000A, INS, ATNSX & ATS <=1000A, Vigirex - Accessories | 573100 | 0%
LV431564 | 4P spreader +ph barriers | 663300 | PTCCB, PTACB: Compact NSX, Compact NS, Masterpact NT, NW <= 1000A, INS, ATNSX & ATS <=1000A, Vigirex - Accessories | 663300 | 0%
LV431630 | 3P3D TM250D NSX250F | 9737200 | PTCCB, PTACB: Compact NSX, Compact NS, Masterpact NT, NW <= 1000A, INS, ATNSX & ATS <=1000A, Vigirex - Accessories | 9737200 | 0%
LV431630ATNSX12A | ATNSX 250F/3P TMD250 A AC220V | 56549900 | PTCCB, PTACB: Compact NSX, Compact NS, Masterpact NT, NW <= 1000A, INS, ATNSX & ATS <=1000A, Vigirex - Accessories | 53857100 | 5%
LV431630ATNSX22A | ATNSX 250F/3P TMD250 B AC220V | 62203900 | PTCCB, PTACB: Compact NSX, Compact NS, Masterpact NT, NW <= 1000A, INS, ATNSX & ATS <=1000A, Vigirex - Accessories | 59241600 | 5%
LV431631 | 3P3D TM200D NSX250F | 8684500 | PTCCB, PTACB: Compact NSX, Compact NS, Masterpact NT, NW <= 1000A, INS, ATNSX & ATS <=1000A, Vigirex - Accessories | 8684500 | 0%
LV431640 | 4P3D TM250D NSX250F | 13751100 | PTCCB, PTACB: Compact NSX, Compact NS, Masterpact NT, NW <= 1000A, INS, ATNSX & ATS <=1000A, Vigirex - Accessories | 13751100 | 0%
LV431640ATNSX12A | ATNSX 250F/4P TMD250 A AC220V | 78258400 | PTCCB, PTACB: Compact NSX, Compact NS, Masterpact NT, NW <= 1000A, INS, ATNSX & ATS <=1000A, Vigirex - Accessories | 74531600 | 5%
LV431640ATNSX22A | ATNSX 250F/4P TMD250 B AC220V | 86083800 | PTCCB, PTACB: Compact NSX, Compact NS, Masterpact NT, NW <= 1000A, INS, ATNSX & ATS <=1000A, Vigirex - Accessories | 81984100 | 5.001%
LV431641 | 4P3D TM200D NSX250F | 12133000 | PTCCB, PTACB: Compact NSX, Compact NS, Masterpact NT, NW <= 1000A, INS, ATNSX & ATS <=1000A, Vigirex - Accessories | 12133000 | 0%
LV431670 | 3P3D TM250D NSX250H | 12530100 | PTCCB, PTACB: Compact NSX, Compact NS, Masterpact NT, NW <= 1000A, INS, ATNSX & ATS <=1000A, Vigirex - Accessories | 12530100 | 0%
LV431671 | 3P3D TM200D NSX250H | 12530100 | PTCCB, PTACB: Compact NSX, Compact NS, Masterpact NT, NW <= 1000A, INS, ATNSX & ATS <=1000A, Vigirex - Accessories | 12530100 | 0%
LV431680 | 4P3D TM250D NSX250H | 18115900 | PTCCB, PTACB: Compact NSX, Compact NS, Masterpact NT, NW <= 1000A, INS, ATNSX & ATS <=1000A, Vigirex - Accessories | 18115900 | 0%
LV431681 | 4P3D TM200D NSX250H | 18115900 | PTCCB, PTACB: Compact NSX, Compact NS, Masterpact NT, NW <= 1000A, INS, ATNSX & ATS <=1000A, Vigirex - Accessories | 18115900 | 0%
LV431830 | 3P3D TM250D NSX250N | 10424700 | PTCCB, PTACB: Compact NSX, Compact NS, Masterpact NT, NW <= 1000A, INS, ATNSX & ATS <=1000A, Vigirex - Accessories | 10424700 | 0%
LV431831 | 3P3D TM200D NSX250N | 9298300 | PTCCB, PTACB: Compact NSX, Compact NS, Masterpact NT, NW <= 1000A, INS, ATNSX & ATS <=1000A, Vigirex - Accessories | 9298300 | 0%
LV431840 | 4P3D TM250D NSX250N | 14723500 | PTCCB, PTACB: Compact NSX, Compact NS, Masterpact NT, NW <= 1000A, INS, ATNSX & ATS <=1000A, Vigirex - Accessories | 14723500 | 0%
LV431841 | 4P3D TM200D NSX250N | 12991000 | PTCCB, PTACB: Compact NSX, Compact NS, Masterpact NT, NW <= 1000A, INS, ATNSX & ATS <=1000A, Vigirex - Accessories | 12991000 | 0%
LV432455 | 3P 200-240VAC 0.3-30A Vigi MB | 23901900 | PTCCB, PTACB: Compact NSX, Compact NS, Masterpact NT, NW <= 1000A, INS, ATNSX & ATS <=1000A, Vigirex - Accessories | 23901900 | 0%
LV432456 | 4P 200-240VAC 0.3-30A Vigi MB | 27515400 | PTCCB, PTACB: Compact NSX, Compact NS, Masterpact NT, NW <= 1000A, INS, ATNSX & ATS <=1000A, Vigirex - Accessories | 27515400 | 0%
LV432475 | 2 short rear connections | 1729200 | PTCCB, PTACB: Compact NSX, Compact NS, Masterpact NT, NW <= 1000A, INS, ATNSX & ATS <=1000A, Vigirex - Accessories | 1729200 | 0%
LV432476 | 2 long rear connections | 3187800 | PTCCB, PTACB: Compact NSX, Compact NS, Masterpact NT, NW <= 1000A, INS, ATNSX & ATS <=1000A, Vigirex - Accessories | 3187800 | 0%
LV432490 | 3P Spreader (52.5mm) +ph barriers | 2096600 | PTCCB, PTACB: Compact NSX, Compact NS, Masterpact NT, NW <= 1000A, INS, ATNSX & ATS <=1000A, Vigirex - Accessories | 2096600 | 0%
LV432491 | 4P Spreader (52.5mm) +ph barriers | 2652100 | PTCCB, PTACB: Compact NSX, Compact NS, Masterpact NT, NW <= 1000A, INS, ATNSX & ATS <=1000A, Vigirex - Accessories | 2652100 | 0%
LV432513 | TORQUE LIMITING SCREWS (SET OF 12) | 1733600 | PTCCB, PTACB: Compact NSX, Compact NS, Masterpact NT, NW <= 1000A, INS, ATNSX & ATS <=1000A, Vigirex - Accessories | 1733600 | 0%
LV432532 | CHASSIS SIDE PLATE FOR PLUG IN BASE 3 4P | 8894600 | PTCCB, PTACB: Compact NSX, Compact NS, Masterpact NT, NW <= 1000A, INS, ATNSX & ATS <=1000A, Vigirex - Accessories | 8894600 | 0%
LV432533 | Chassis side plates for 3/4P breaker | 2079000 | PTCCB, PTACB: Compact NSX, Compact NS, Masterpact NT, NW <= 1000A, INS, ATNSX & ATS <=1000A, Vigirex - Accessories | 2079000 | 0%
LV432538 | 3P Compact plug-in base kit | 12791900 | PTCCB, PTACB: Compact NSX, Compact NS, Masterpact NT, NW <= 1000A, INS, ATNSX & ATS <=1000A, Vigirex - Accessories | 12791900 | 0%
LV432539 | 4P Compact plug-in base kit | 14740000 | PTCCB, PTACB: Compact NSX, Compact NS, Masterpact NT, NW <= 1000A, INS, ATNSX & ATS <=1000A, Vigirex - Accessories | 14740000 | 0%
LV432558 | IP40 escutcheon for all control types | 1158300 | PTCCB, PTACB: Compact NSX, Compact NS, Masterpact NT, NW <= 1000A, INS, ATNSX & ATS <=1000A, Vigirex - Accessories | 1158300 | 0%
LV432570 | 6 interphase barriers | 541200 | PTCCB, PTACB: Compact NSX, Compact NS, Masterpact NT, NW <= 1000A, INS, ATNSX & ATS <=1000A, Vigirex - Accessories | 541200 | 0%
LV432571 | NS RETROFIT FRONT COVER (SMALL CUT-OUT) | 873400 | PTCCB, PTACB: Compact NSX, Compact NS, Masterpact NT, NW <= 1000A, INS, ATNSX & ATS <=1000A, Vigirex - Accessories | 873400 | 0%
LV432575 | 400/630A EXTERNAL NEUTRAL CT | 9332400 | PTCCB, PTACB: Compact NSX, Compact NS, Masterpact NT, NW <= 1000A, INS, ATNSX & ATS <=1000A, Vigirex - Accessories | 9332400 | 0%
LV432591 | 1 3P SHORT TERMINAL SHIELD | 563200 | PTCCB, PTACB: Compact NSX, Compact NS, Masterpact NT, NW <= 1000A, INS, ATNSX & ATS <=1000A, Vigirex - Accessories | 563200 | 0%
LV432592 | 1 4P SHORT TERMINAL SHIELD | 646800 | PTCCB, PTACB: Compact NSX, Compact NS, Masterpact NT, NW <= 1000A, INS, ATNSX & ATS <=1000A, Vigirex - Accessories | 646800 | 0%
LV432593 | 1 3P LONG TERMINAL SHIELD | 710600 | PTCCB, PTACB: Compact NSX, Compact NS, Masterpact NT, NW <= 1000A, INS, ATNSX & ATS <=1000A, Vigirex - Accessories | 710600 | 0%
LV432594 | 1 4P LONG TERMINAL SHIELD | 777700 | PTCCB, PTACB: Compact NSX, Compact NS, Masterpact NT, NW <= 1000A, INS, ATNSX & ATS <=1000A, Vigirex - Accessories | 777700 | 0%
LV432595 | 1 3P LONG TERMINAL SHIELD FOR SPREADER | 1724800 | PTCCB, PTACB: Compact NSX, Compact NS, Masterpact NT, NW <= 1000A, INS, ATNSX & ATS <=1000A, Vigirex - Accessories | 1724800 | 0%
LV432596 | 1 4P LONG TERMINAL SHIELD FOR SPREADER | 1724800 | PTCCB, PTACB: Compact NSX, Compact NS, Masterpact NT, NW <= 1000A, INS, ATNSX & ATS <=1000A, Vigirex - Accessories | 1724800 | 0%
LV432597 | Direct standard rotary handle | 2063600 | PTCCB, PTACB: Compact NSX, Compact NS, Masterpact NT, NW <= 1000A, INS, ATNSX & ATS <=1000A, Vigirex - Accessories | 2063600 | 0%
LV432598 | Extended standard rotary handle | 3581600 | PTCCB, PTACB: Compact NSX, Compact NS, Masterpact NT, NW <= 1000A, INS, ATNSX & ATS <=1000A, Vigirex - Accessories | 3581600 | 0%
LV432603 | TELESCOPIC ROTARY HANDLE (500 MM SHAFT) | 3762000 | PTCCB, PTACB: Compact NSX, Compact NS, Masterpact NT, NW <= 1000A, INS, ATNSX & ATS <=1000A, Vigirex - Accessories | 3762000 | 0%
LV432604 | Rot handle keylock adapter (w/o keylock) | 573100 | PTCCB, PTACB: Compact NSX, Compact NS, Masterpact NT, NW <= 1000A, INS, ATNSX & ATS <=1000A, Vigirex - Accessories | 573100 | 0%
LV432614 | Mechanical interlock for toggles | 5099600 | PTCCB, PTACB: Compact NSX, Compact NS, Masterpact NT, NW <= 1000A, INS, ATNSX & ATS <=1000A, Vigirex - Accessories | 5099600 | 0%
LV432621 | Mechanical interlock for rot handles | 5615500 | PTCCB, PTACB: Compact NSX, Compact NS, Masterpact NT, NW <= 1000A, INS, ATNSX & ATS <=1000A, Vigirex - Accessories | 5615500 | 0%
LV432631 | Fixed locking device for 3 padlocks | 748000 | PTCCB, PTACB: Compact NSX, Compact NS, Masterpact NT, NW <= 1000A, INS, ATNSX & ATS <=1000A, Vigirex - Accessories | 748000 | 0%
LV432641 | 220-240V 50/60HZ 208-277V 60Hz MT400/630 | 26276800 | PTCCB, PTACB: Compact NSX, Compact NS, Masterpact NT, NW <= 1000A, INS, ATNSX & ATS <=1000A, Vigirex - Accessories | 26276800 | 0%
LV432642 | 380-415V AC 50/60Hz MT400/630 | 26276800 | PTCCB, PTACB: Compact NSX, Compact NS, Masterpact NT, NW <= 1000A, INS, ATNSX & ATS <=1000A, Vigirex - Accessories | 26276800 | 0%
LV432643 | 24-30V DC MT400/630 | 33402600 | PTCCB, PTACB: DC - Compact NSX, Masterpact NT, NW <= 1000A, INS, ATNSX & ATS <=1000A, Vigirex - Accessories | 33402600 | 0%
LV432646 | 250V DC MT400/630 | 33402600 | PTCCB, PTACB: DC - Compact NSX, Masterpact NT, NW <= 1000A, INS, ATNSX & ATS <=1000A, Vigirex - Accessories | 33402600 | 0%
LV432676 | 3P3D MICROLOGIC 2.3 400A NSX400F | 15948900 | PTCCB, PTACB: Compact NSX, Compact NS, Masterpact NT, NW <= 1000A, INS, ATNSX & ATS <=1000A, Vigirex - Accessories | 15948900 | 0%
LV432677 | 4P4D MICROLOGIC 2.3 400A NSX400F | 19778000 | PTCCB, PTACB: Compact NSX, Compact NS, Masterpact NT, NW <= 1000A, INS, ATNSX & ATS <=1000A, Vigirex - Accessories | 19778000 | 0%
LV432693 | 3P3D Micrologic 2.3 400A NSX400N | 18526200 | PTCCB, PTACB: Compact NSX, Compact NS, Masterpact NT, NW <= 1000A, INS, ATNSX & ATS <=1000A, Vigirex - Accessories | 18526200 | 0%
LV432693ATNSX12A | ATNSX 400N/3P Mic2.3 400 A AC220V | 84595500 | PTCCB, PTACB: Compact NSX, Compact NS, Masterpact NT, NW <= 1000A, INS, ATNSX & ATS <=1000A, Vigirex - Accessories | 80567300 | 5%
LV432693ATNSX22A | ATNSX 400N/3P Mic2.3 400 B AC220V | 93052300 | PTCCB, PTACB: Compact NSX, Compact NS, Masterpact NT, NW <= 1000A, INS, ATNSX & ATS <=1000A, Vigirex - Accessories | 88621500 | 5%
LV432694 | 4P4D Micrologic 2.3 400A NSX400N | 22745800 | PTCCB, PTACB: Compact NSX, Compact NS, Masterpact NT, NW <= 1000A, INS, ATNSX & ATS <=1000A, Vigirex - Accessories | 22745800 | 0%
LV432694ATNSX12A | ATNSX 400N/4P Mic2.3 400 A AC220V | 97524900 | PTCCB, PTACB: Compact NSX, Compact NS, Masterpact NT, NW <= 1000A, INS, ATNSX & ATS <=1000A, Vigirex - Accessories | 92880700 | 5%
LV432694ATNSX22A | ATNSX 400N/4P Mic2.3 400 B AC220V | 107280800 | PTCCB, PTACB: Compact NSX, Compact NS, Masterpact NT, NW <= 1000A, INS, ATNSX & ATS <=1000A, Vigirex - Accessories | 102172400 | 5%
LV432695 | 3P3D Micrologic 2.3400A NSX400H | 22335500 | PTCCB, PTACB: Compact NSX, Compact NS, Masterpact NT, NW <= 1000A, INS, ATNSX & ATS <=1000A, Vigirex - Accessories | 22335500 | 0%
LV432696 | 4P4D Micrologic 2.3400A NSX400H | 27050100 | PTCCB, PTACB: Compact NSX, Compact NS, Masterpact NT, NW <= 1000A, INS, ATNSX & ATS <=1000A, Vigirex - Accessories | 27050100 | 0%
LV432876 | 3P3D MICROLOGIC 2.3 630A NSX630F | 24577300 | PTCCB, PTACB: Compact NSX, Compact NS, Masterpact NT, NW <= 1000A, INS, ATNSX & ATS <=1000A, Vigirex - Accessories | 24577300 | 0%
LV432877 | 4P4D MICROLOGIC 2.3 630A NSX630F | 29011400 | PTCCB, PTACB: Compact NSX, Compact NS, Masterpact NT, NW <= 1000A, INS, ATNSX & ATS <=1000A, Vigirex - Accessories | 29011400 | 0%
LV432893 | 3P3D Micrologic 2.3 630A NSX630N | 26788300 | PTCCB, PTACB: Compact NSX, Compact NS, Masterpact NT, NW <= 1000A, INS, ATNSX & ATS <=1000A, Vigirex - Accessories | 26788300 | 0%
LV432893ATNSX12A | ATNSX 630N/3P Mic2.3 630 A AC220V | 116409700 | PTCCB, PTACB: Compact NSX, Compact NS, Masterpact NT, NW <= 1000A, INS, ATNSX & ATS <=1000A, Vigirex - Accessories | 110866800 | 5%
LV432893ATNSX22A | ATNSX 630N/3P Mic2.3 630 B AC220V | 128053200 | PTCCB, PTACB: Compact NSX, Compact NS, Masterpact NT, NW <= 1000A, INS, ATNSX & ATS <=1000A, Vigirex - Accessories | 121955900 | 5%
LV432894 | 4P4D Micrologic 2.3 630A NSX630N | 31621700 | PTCCB, PTACB: Compact NSX, Compact NS, Masterpact NT, NW <= 1000A, INS, ATNSX & ATS <=1000A, Vigirex - Accessories | 31621700 | 0%
LV432894ATNSX12A | ATNSX 630N/4P Mic2.3 630 A AC220V | 131062800 | PTCCB, PTACB: Compact NSX, Compact NS, Masterpact NT, NW <= 1000A, INS, ATNSX & ATS <=1000A, Vigirex - Accessories | 124821400 | 5%
LV432894ATNSX22A | ATNSX 630N/4P Mic2.3 630 B AC220V | 140344600 | PTCCB, PTACB: Compact NSX, Compact NS, Masterpact NT, NW <= 1000A, INS, ATNSX & ATS <=1000A, Vigirex - Accessories | 133661000 | 5%
LV432895 | 3P3D Micrologic 2.3630A NSX630H | 30228000 | PTCCB, PTACB: Compact NSX, Compact NS, Masterpact NT, NW <= 1000A, INS, ATNSX & ATS <=1000A, Vigirex - Accessories | 30228000 | 0%
LV432896 | 4P4D Micrologic 2.3630A NSX630H | 40464600 | PTCCB, PTACB: Compact NSX, Compact NS, Masterpact NT, NW <= 1000A, INS, ATNSX & ATS <=1000A, Vigirex - Accessories | 40464600 | 0%
LV510300 | CVS100B TM16D 3P 25kA | 2851200 | PTCCB: EasyPact CVS100/250 | 2795100 | 2.007%
LV510301 | CVS100B TM25D 3P 25kA | 2851200 | PTCCB: EasyPact CVS100/250 | 2795100 | 2.007%
LV510302 | CVS100B TM32D 3P 25kA | 2851200 | PTCCB: EasyPact CVS100/250 | 2795100 | 2.007%
LV510303 | CVS100B TM40D 3P 25kA | 2851200 | PTCCB: EasyPact CVS100/250 | 2795100 | 2.007%
LV510304 | CVS100B TM50D 3P 25kA | 2851200 | PTCCB: EasyPact CVS100/250 | 2795100 | 2.007%
LV510305 | CVS100B TM63D 3P 25kA | 2851200 | PTCCB: EasyPact CVS100/250 | 2795100 | 2.007%
LV510306 | CVS100B TM80D 3P 25kA | 2880900 | PTCCB: EasyPact CVS100/250 | 2824800 | 1.986%
LV510307 | CVS100B TM100D 3P 25kA | 2880900 | PTCCB: EasyPact CVS100/250 | 2824800 | 1.986%
LV510310 | CVS100B TM16D 4P 25kA | 3809300 | PTCCB: EasyPact CVS100/250 | 3734500 | 2.003%
LV510311 | CVS100B TM25D 4P 25kA | 3809300 | PTCCB: EasyPact CVS100/250 | 3734500 | 2.003%
LV510312 | CVS100B TM32D 4P 25kA | 3809300 | PTCCB: EasyPact CVS100/250 | 3734500 | 2.003%
LV510313 | CVS100B TM40D 4P 25kA | 3809300 | PTCCB: EasyPact CVS100/250 | 3734500 | 2.003%
LV510314 | CVS100B TM50D 4P 25kA | 3809300 | PTCCB: EasyPact CVS100/250 | 3734500 | 2.003%
LV510315 | CVS100B TM63D 4P 25kA | 3809300 | PTCCB: EasyPact CVS100/250 | 3734500 | 2.003%
LV510316 | CVS100B TM80D 4P 25kA | 4029300 | PTCCB: EasyPact CVS100/250 | 3950100 | 2.005%
LV510317 | CVS100B TM100D 4P 25kA | 4029300 | PTCCB: EasyPact CVS100/250 | 3950100 | 2.005%
LV510330 | CVS100F TM16D 3P 36kA | 2960100 | PTCCB: EasyPact CVS100/250 | 2901800 | 2.009%
LV510331 | CVS100F TM25D 3P 36kA | 2960100 | PTCCB: EasyPact CVS100/250 | 2901800 | 2.009%
LV510332 | CVS100F TM32D 3P 36kA | 2960100 | PTCCB: EasyPact CVS100/250 | 2901800 | 2.009%
LV510333 | CVS100F TM40D 3P 36kA | 2960100 | PTCCB: EasyPact CVS100/250 | 2901800 | 2.009%
LV510334 | CVS100F TM50D 3P 36kA | 2960100 | PTCCB: EasyPact CVS100/250 | 2901800 | 2.009%
LV510335 | CVS100F TM63D 3P 36kA | 2960100 | PTCCB: EasyPact CVS100/250 | 2901800 | 2.009%
LV510336 | CVS100F TM80D 3P 36kA | 3070100 | PTCCB: EasyPact CVS100/250 | 3009600 | 2.01%
LV510337 | CVS100F TM100D 3P 36kA | 3070100 | PTCCB: EasyPact CVS100/250 | 3009600 | 2.01%
LV510340 | CVS100F TM16D 4P 36kA | 4109600 | PTCCB: EasyPact CVS100/250 | 4029300 | 1.993%
LV510341 | CVS100F TM25D 4P 36kA | 4109600 | PTCCB: EasyPact CVS100/250 | 4029300 | 1.993%
LV510342 | CVS100F TM32D 4P 36kA | 4109600 | PTCCB: EasyPact CVS100/250 | 4029300 | 1.993%
LV510343 | CVS100F TM40D 4P 36kA | 4109600 | PTCCB: EasyPact CVS100/250 | 4029300 | 1.993%
LV510344 | CVS100F TM50D 4P 36kA | 4109600 | PTCCB: EasyPact CVS100/250 | 4029300 | 1.993%
LV510345 | CVS100F TM63D 4P 36kA | 4109600 | PTCCB: EasyPact CVS100/250 | 4029300 | 1.993%
LV510346 | CVS100F TM80D 4P 36kA | 4385700 | PTCCB: EasyPact CVS100/250 | 4299900 | 1.995%
LV510347 | CVS100F TM100D 4P 36kA | 4385700 | PTCCB: EasyPact CVS100/250 | 4299900 | 1.995%
LV516302 | CVS160B TM125D 3P 25kA | 3644300 | PTCCB: EasyPact CVS100/250 | 3572800 | 2.001%
LV516303 | CVS160B TM160D 3P 25kA | 4633200 | PTCCB: EasyPact CVS100/250 | 4541900 | 2.01%
LV516312 | CVS160B TM125D 4P 25kA | 5481300 | PTCCB: EasyPact CVS100/250 | 5373500 | 2.006%
LV516313 | CVS160B TM160D 4P 25kA | 6238100 | PTCCB: EasyPact CVS100/250 | 6116000 | 1.996%
LV516332 | CVS160F TM125D 3P 36kA | 3946800 | PTCCB: EasyPact CVS100/250 | 3869800 | 1.99%
LV516333 | CVS160F TM160D 3P 36kA | 4987400 | PTCCB: EasyPact CVS100/250 | 4889500 | 2.002%
LV516342 | CVS160F TM125D 4P 36kA | 5765100 | PTCCB: EasyPact CVS100/250 | 5651800 | 2.005%
LV516343 | CVS160F TM160D 4P 36kA | 6781500 | PTCCB: EasyPact CVS100/250 | 6648400 | 2.002%
LV525302 | CVS250B TM200D 3P 25kA | 5410900 | PTCCB: EasyPact CVS100/250 | 5305300 | 1.99%
LV525303 | CVS250B TM250D 3P 25kA | 6068700 | PTCCB: EasyPact CVS100/250 | 5949900 | 1.997%
LV525312 | CVS250B TM200D 4P 25kA | 7486600 | PTCCB: EasyPact CVS100/250 | 7340300 | 1.993%
LV525313 | CVS250B TM250D 4P 25kA | 8485400 | PTCCB: EasyPact CVS100/250 | 8319300 | 1.997%
LV525332 | CVS250F TM200D 3P 36kA | 6111600 | PTCCB: EasyPact CVS100/250 | 5991700 | 2.001%
LV525333 | CVS250F TM250D 3P 36kA | 6827700 | PTCCB: EasyPact CVS100/250 | 6693500 | 2.005%
LV525342 | CVS250F TM200D 4P 36kA | 8509600 | PTCCB: EasyPact CVS100/250 | 8342400 | 2.004%
LV525343 | CVS250F TM250D 4P 36kA | 9641500 | PTCCB: EasyPact CVS100/250 | 9452300 | 2.002%
LV540305 | CVS400F TM320D 3P 36kA | 10315800 | PTCCB: EasyPact CVS400/630 | 10113400 | 2.001%
LV540306 | CVS400F TM400D 3P 36kA | 10858100 | PTCCB: EasyPact CVS400/630 | 10644700 | 2.005%
LV540308 | CVS400F TM320D 4P 36kA | 11943800 | PTCCB: EasyPact CVS400/630 | 11709500 | 2.001%
LV540309 | CVS400F TM400D 4P 36kA | 13302300 | PTCCB: EasyPact CVS400/630 | 13041600 | 1.999%
LV540315 | CVS400N TM320D 3P 50kA | 11401500 | PTCCB: EasyPact CVS400/630 | 11178200 | 1.998%
LV540316 | CVS400N TM400D 3P 50kA | 12215500 | PTCCB: EasyPact CVS400/630 | 11975700 | 2.002%
LV540318 | CVS400N TM320D 4P 50kA | 14386900 | PTCCB: EasyPact CVS400/630 | 14105300 | 1.996%
LV540319 | CVS400N TM400D 4P 50kA | 15200900 | PTCCB: EasyPact CVS400/630 | 14902800 | 2%
LV563305 | CVS630F TM500D 3P 36kA | 13979900 | PTCCB: EasyPact CVS400/630 | 13706000 | 1.998%
LV563306 | CVS630F TM600D 3P 36kA | 16131500 | PTCCB: EasyPact CVS400/630 | 15814700 | 2.003%
LV563308 | CVS630F TM500D 4P 36kA | 17476800 | PTCCB: EasyPact CVS400/630 | 17133600 | 2.003%
LV563309 | CVS630F TM600D 4P 36kA | 18552600 | PTCCB: EasyPact CVS400/630 | 18188500 | 2.002%
LV563315 | CVS630N TM500D 3P 50kA | 16131500 | PTCCB: EasyPact CVS400/630 | 15814700 | 2.003%
LV563316 | CVS630N TM600D 3P 50kA | 17339300 | PTCCB: EasyPact CVS400/630 | 16999400 | 1.999%
LV563318 | CVS630N TM500D 4P 50kA | 18818800 | PTCCB: EasyPact CVS400/630 | 18450300 | 1.997%
LV563319 | CVS630N TM600D 4P 50kA | 20432500 | PTCCB: EasyPact CVS400/630 | 20032100 | 1.999%
MVS08H3MF2L | EP MVS CB 800A 65kA 3P MF ET2 fixed manu | 89540000 | PTACB: Easypact MVS - Accessories | 89540000 | 0%
MVS08H3MW2L | EP MVS CB 800A 65kA 3P MDO ET2 drawout m | 112866600 | PTACB: Easypact MVS - Accessories | 112866600 | 0%
MVS08H4MF2L | EP MVS CB 800A 65kA 4P MF ET2 fixed manu | 102247200 | PTACB: Easypact MVS - Accessories | 102247200 | 0%
MVS08H4MW2L | EP MVS CB 800A 65kA 4P MDO ET2 drawout m | 124093200 | PTACB: Easypact MVS - Accessories | 124093200 | 0%
MVS08N3MF2L | EP MVS CB 800A 50kA 3P MF ET2 fixed manu | 76052900 | PTACB: Easypact MVS - Accessories | 76052900 | 0%
MVS08N3MW2L | EP MVS CB 800A 50kA 3P MDO ET2 drawout m | 99321200 | PTACB: Easypact MVS - Accessories | 99321200 | 0%
MVS08N4MF2L | EP MVS CB 800A 50kA 4P MF ET2 fixed manu | 94305200 | PTACB: Easypact MVS - Accessories | 94305200 | 0%
MVS08N4MW2L | EP MVS CB 800A 50kA 4P MDO ET2 drawout m | 109201400 | PTACB: Easypact MVS - Accessories | 109201400 | 0%
MVS10H3MF2L | EP MVS CB 1000A 65kA 3P MF ET2 fixed man | 91350600 | PTACB: Easypact MVS - Accessories | 91350600 | 0%
MVS10H3MW2L | EP MVS CB 1000A 65kA 3P MDO ET2 drawout | 113520000 | PTACB: Easypact MVS - Accessories | 113520000 | 0%
MVS10H4MF2L | EP MVS CB 1000A 65kA 4P MF ET2 fixed man | 107070700 | PTACB: Easypact MVS - Accessories | 107070700 | 0%
MVS10H4MW2L | EP MVS CB 1000A 65kA 4P MDO ET2 drawout | 126689200 | PTACB: Easypact MVS - Accessories | 126689200 | 0%
MVS10N3MF2L | EP MVS CB 1000A 50kA 3P MF ET2 fixed man | 79537700 | PTACB: Easypact MVS - Accessories | 79537700 | 0%
MVS10N3MW2L | EP MVS CB 1000A 50kA 3P MDO ET2 drawout | 99897600 | PTACB: Easypact MVS - Accessories | 99897600 | 0%
MVS10N4MF2L | EP MVS CB 1000A 50kA 4P MF ET2 fixed man | 98627100 | PTACB: Easypact MVS - Accessories | 98627100 | 0%
MVS10N4MW2L | EP MVS CB 1000A 50kA 4P MDO ET2 drawout | 111485000 | PTACB: Easypact MVS - Accessories | 111485000 | 0%
MVS12H3MF2L | EP MVS CB 1250A 65kA 3P MF ET2 fixed man | 93563800 | PTACB: Easypact MVS - Accessories | 93563800 | 0%
MVS12H3MW2L | EP MVS CB 1250A 65kA 3P MDO ET2 drawout | 117681300 | PTACB: Easypact MVS - Accessories | 117681300 | 0%
MVS12H4MF2L | EP MVS CB 1250A 65kA 4P MF ET2 fixed man | 113947900 | PTACB: Easypact MVS - Accessories | 113947900 | 0%
MVS12H4MW2L | EP MVS CB 1250A 65kA 4P MDO ET2 drawout ma | 130611800 | PTACB: Easypact MVS - Accessories | 130611800 | 0%
MVS12N3MF2L | EP MVS CB 1250A 50kA 3P MF ET2 fixed man | 81395600 | PTACB: Easypact MVS - Accessories | 81395600 | 0%
MVS12N3MW2L | EP MVS CB 1250A 50kA 3P MDO ET2 drawout | 104177700 | PTACB: Easypact MVS - Accessories | 104177700 | 0%
MVS12N4MF2L | EP MVS CB 1250A 50kA 4P MF ET2 fixed man | 100929400 | PTACB: Easypact MVS - Accessories | 100929400 | 0%
MVS12N4MW2L | EP MVS CB 1250A 50kA 4P MDO ET2 drawout | 116717700 | PTACB: Easypact MVS - Accessories | 116717700 | 0%
MVS16H3MF2L | EP MVS CB 1600A 65kA 3P MF ET2 fixed man | 96461200 | PTACB: Easypact MVS - Accessories | 96461200 | 0%
MVS16H3MW2L | EP MVS CB 1600A 65kA 3P MDO ET2 drawout | 125171200 | PTACB: Easypact MVS - Accessories | 125171200 | 0%
MVS16H4MF2L | EP MVS CB 1600A 65kA 4P MF ET2 fixed man | 115753000 | PTACB: Easypact MVS - Accessories | 115753000 | 0%
MVS16H4MW2L | EP MVS CB 1600A 65kA 4P MDO ET2 drawout | 133450900 | PTACB: Easypact MVS - Accessories | 133450900 | 0%
MVS16N3MF2L | EP MVS CB 1600A 50kA 3P MF ET2 fixed man | 88764500 | PTACB: Easypact MVS - Accessories | 88764500 | 0%
MVS16N3MW2L | EP MVS CB 1600A 50kA 3P MDO ET2 drawout | 115156800 | PTACB: Easypact MVS - Accessories | 115156800 | 0%
MVS16N4MF2L | EP MVS CB 1600A 50kA 4P MF ET2 fixed man | 105889300 | PTACB: Easypact MVS - Accessories | 105889300 | 0%
MVS16N4MW2L | EP MVS CB 1600A 50kA 4P MDO ET2 drawout | 120162900 | PTACB: Easypact MVS - Accessories | 120162900 | 0%
MVS20H3MF2L | EP MVS CB 2000A 65kA 3P MF ET2 fixed man | 107754900 | PTACB: Easypact MVS - Accessories | 107754900 | 0%
MVS20H3MW2L | EP MVS CB 2000A 65kA 3P MDO ET2 drawout | 138361300 | PTACB: Easypact MVS - Accessories | 138361300 | 0%
MVS20H4MF2L | EP MVS CB 2000A 65kA 4P MF ET2 fixed man | 128574600 | PTACB: Easypact MVS - Accessories | 128574600 | 0%
MVS20H4MW2L | EP MVS CB 2000A 65kA 4P MDO ET2 drawout | 155925000 | PTACB: Easypact MVS - Accessories | 155925000 | 0%
MVS20N3MF2L | EP MVS CB 2000A 50kA 3P MF ET2 fixed man | 99664400 | PTACB: Easypact MVS - Accessories | 99664400 | 0%
MVS20N3MW2L | EP MVS CB 2000A 50kA 3P MDO ET2 drawout | 127293100 | PTACB: Easypact MVS - Accessories | 127293100 | 0%
MVS20N4MF2L | EP MVS CB 2000A 50kA 4P MF ET2 fixed man | 118921000 | PTACB: Easypact MVS - Accessories | 118921000 | 0%
MVS20N4MW2L | EP MVS CB 2000A 50kA 4P MDO ET2 drawout | 143451000 | PTACB: Easypact MVS - Accessories | 143451000 | 0%
MVS21412 | ETA 2I - Drawout | 4838900 | Added value. Do not sell in loose component | 4838900 | 0%
MVS21413 | ETV 2I - DRAWOUT | 10871300 | Added value. Do not sell in loose component | 10871300 | 0%
MVS21414 | ET 5S - Drawout | 4635400 | Added value. Do not sell in loose component | 4635400 | 0%
MVS21415 | ETA 5S - Drawout | 5376800 | Added value. Do not sell in loose component | 5376800 | 0%
MVS21417 | ET 6G - Drawout | 11260700 | Added value. Do not sell in loose component | 11260700 | 0%
MVS21418 | ETA 6G - Drawout | 13062500 | Added value. Do not sell in loose component | 13062500 | 0%
MVS21419 | ETV 6G - Drawout | 13999700 | Added value. Do not sell in loose component | 13999700 | 0%
MVS21422 | ETA 2I - Fixed | 4838900 | Added value. Do not sell in loose component | 4838900 | 0%
MVS21423 | ETV 2I - FIXED | 10871300 | Added value. Do not sell in loose component | 10871300 | 0%
MVS21424 | ET 5S - Fixed | 4635400 | Added value. Do not sell in loose component | 4635400 | 0%
MVS21425 | ETA 5S - Fixed | 5376800 | Added value. Do not sell in loose component | 5376800 | 0%
MVS21427 | ET 6G - Fixed | 11260700 | Added value. Do not sell in loose component | 11260700 | 0%
MVS21428 | ETA 6G - Fixed | 13062500 | Added value. Do not sell in loose component | 13062500 | 0%
MVS21429 | ETV 6G - Fixed | 13999700 | Added value. Do not sell in loose component | 13999700 | 0%
MVS21803 | CLOSING COIL MVS XF 200/250 V AC/DC FIXED | 8992500 | PTACB: Easypact MVS - Accessories | 8992500 | 0%
MVS21804 | CLOSING COIL MVS XF 200/250 V AC/DC DRAWOUT | 8992500 | PTACB: Easypact MVS - Accessories | 8992500 | 0%
MVS21805 | CLOSING COIL MVS XF 380/480 V AC/DC FIXED | 8992500 | PTACB: Easypact MVS - Accessories | 8992500 | 0%
MVS21806 | CLOSING COIL MVS XF 380/480 V AC/DC DRAWOUT | 8992500 | PTACB: Easypact MVS - Accessories | 8992500 | 0%
MVS25H3MF2L | EP MVS CB 2500A 65kA 3P MF ET2 fixed man | 122503700 | PTACB: Easypact MVS - Accessories | 122503700 | 0%
MVS25H3MW2L | EP MVS CB 2500A 65kA 3P MDO ET2 drawout | 146653100 | PTACB: Easypact MVS - Accessories | 146653100 | 0%
MVS25H4MF2L | EP MVS CB 2500A 65kA 4P MF ET2 fixed man | 136326300 | PTACB: Easypact MVS - Accessories | 136326300 | 0%
MVS25H4MW2L | EP MVS CB 2500A 65kA 4P MDO ET2 drawout | 163664600 | PTACB: Easypact MVS - Accessories | 163664600 | 0%
MVS25N3MF2L | EP MVS CB 2500A 50kA 3P MF ET2 fixed man | 109759100 | PTACB: Easypact MVS - Accessories | 109759100 | 0%
MVS25N3MW2L | EP MVS CB 2500A 50kA 3P MDO ET2 drawout | 130521600 | PTACB: Easypact MVS - Accessories | 130521600 | 0%
MVS25N4MF2L | EP MVS CB 2500A 50kA 4P MF ET2 fixed man | 123469500 | PTACB: Easypact MVS - Accessories | 123469500 | 0%
MVS25N4MW2L | EP MVS CB 2500A 50kA 4P MDO ET2 drawout | 145662000 | PTACB: Easypact MVS - Accessories | 145662000 | 0%
MVS32H3MF2L | EP MVS CB 3200A 65kA 3P MF ET2 fixed man | 141826300 | PTACB: Easypact MVS - Accessories | 141826300 | 0%
MVS32H3MW2L | EP MVS CB 3200A 65kA 3P MDO ET2 drawout | 164446700 | PTACB: Easypact MVS - Accessories | 164446700 | 0%
MVS32H4MF2L | EP MVS CB 3200A 65kA 4P MF ET2 fixed man | 167841300 | PTACB: Easypact MVS - Accessories | 167841300 | 0%
MVS32H4MW2L | EP MVS CB 3200A 65kA 4P MDO ET2 drawout | 193717700 | PTACB: Easypact MVS - Accessories | 193717700 | 0%
MVS32N3MF2L | EP MVS CB 3200A 50kA 3P MF ET2 fixed man | 126226100 | PTACB: Easypact MVS - Accessories | 126226100 | 0%
MVS32N3MW2L | EP MVS CB 3200A 50kA 3P MDO ET2 drawout | 148548400 | PTACB: Easypact MVS - Accessories | 148548400 | 0%
MVS32N4MF2L | EP MVS CB 3200A 50kA 4P MF ET2 fixed man | 147911500 | PTACB: Easypact MVS - Accessories | 147911500 | 0%
MVS32N4MW2L | EP MVS CB 3200A 50kA 4P MDO ET2 drawout | 172408500 | PTACB: Easypact MVS - Accessories | 172408500 | 0%
MVS40H3MF2L | EP MVS CB 4000A 65kA 3P MF ET2 fixed man | 223249400 | PTACB: Easypact MVS - Accessories | 223249400 | 0%
MVS40H3MW2L | EP MVS CB 4000A 65kA 3P MDO ET2 drawout | 324076500 | PTACB: Easypact MVS - Accessories | 324076500 | 0%
MVS40H4MF2L | EP MVS CB 4000A 65kA 4P MF ET2 fixed man | 272511800 | PTACB: Easypact MVS - Accessories | 272511800 | 0%
MVS40H4MW2L | EP MVS CB 4000A 65kA 4P MDO ET2 drawout | 401852000 | PTACB: Easypact MVS - Accessories | 401852000 | 0%
MVS40N3MF2L | EP MVS CB 4000A 55kA 3P MF ET2 fixed man | 208627100 | PTACB: Easypact MVS - Accessories | 208627100 | 0%
MVS40N3MW2L | EP MVS CB 4000A 55kA 3P MDO ET2 drawout | 288426600 | PTACB: Easypact MVS - Accessories | 288426600 | 0%
MVS40N4MF2L | EP MVS CB 4000A 55kA 4P MF ET2 fixed man | 242535700 | PTACB: Easypact MVS - Accessories | 242535700 | 0%
MVS40N4MW2L | EP MVS CB 4000A 55kA 4P MDO ET2 drawout | 357648500 | PTACB: Easypact MVS - Accessories | 357648500 | 0%
NS06bH3DE2 | NS 630A-B H 3P ELEC D/O MLOGIC 2 | 172207200 | PTCCB, PTACB: Compact NSX, Compact NS, Masterpact NT, NW <= 1000A, INS, ATNSX & ATS <=1000A, Vigirex - Accessories | 168830200 | 2%
NS06bH3DM2 | NS 630A-B H 3P MAN D/O MLOGIC 2 | 112910600 | PTCCB, PTACB: Compact NSX, Compact NS, Masterpact NT, NW <= 1000A, INS, ATNSX & ATS <=1000A, Vigirex - Accessories | 110696300 | 2%
NS06bH3E2 | NS 630A-B H 3P ELE MLOGIC 2 | 109803100 | PTCCB, PTACB: Compact NSX, Compact NS, Masterpact NT, NW <= 1000A, INS, ATNSX & ATS <=1000A, Vigirex - Accessories | 107650400 | 2%
NS06bH3M2 | NS630B H 3P FIXED FRONT CONNECTED AND MI | 51121400 | PTCCB, PTACB: Compact NSX, Compact NS, Masterpact NT, NW <= 1000A, INS, ATNSX & ATS <=1000A, Vigirex - Accessories | 50119300 | 1.999%
NS06bH4DE2 | NS 630A-B H 4P ELE MLOGIC 2 | 220386100 | PTCCB, PTACB: Compact NSX, Compact NS, Masterpact NT, NW <= 1000A, INS, ATNSX & ATS <=1000A, Vigirex - Accessories | 216065300 | 2%
NS06bH4DM2 | NS 630B H 4P FIXED FRONT CONNECTED AND M | 159629800 | PTCCB, PTACB: Compact NSX, Compact NS, Masterpact NT, NW <= 1000A, INS, ATNSX & ATS <=1000A, Vigirex - Accessories | 156500300 | 2%
NS06bH4E2 | NS 630A-B H 4P ELE MLOGIC 2 | 131176100 | PTCCB, PTACB: Compact NSX, Compact NS, Masterpact NT, NW <= 1000A, INS, ATNSX & ATS <=1000A, Vigirex - Accessories | 128604300 | 2%
NS06bH4M2 | NS 630B H 4P FIXED FRONT CONNECTED AND M | 85023400 | PTCCB, PTACB: Compact NSX, Compact NS, Masterpact NT, NW <= 1000A, INS, ATNSX & ATS <=1000A, Vigirex - Accessories | 83355800 | 2.001%
NS06bN3DE2 | NS 630A-B N 3P ELEC D/O MLOGIC 2 | 165379500 | PTCCB, PTACB: Compact NSX, Compact NS, Masterpact NT, NW <= 1000A, INS, ATNSX & ATS <=1000A, Vigirex - Accessories | 162136700 | 2%
NS06bN3DM2 | NS 630A-B N 3P MAN D/O MLOGIC 2 | 108584300 | PTCCB, PTACB: Compact NSX, Compact NS, Masterpact NT, NW <= 1000A, INS, ATNSX & ATS <=1000A, Vigirex - Accessories | 106454700 | 2%
NS06bN3E2 | NS 630A-B N 3P ELE MLOGIC 2 | 103169000 | PTCCB, PTACB: Compact NSX, Compact NS, Masterpact NT, NW <= 1000A, INS, ATNSX & ATS <=1000A, Vigirex - Accessories | 101146100 | 2%
NS06bN3M2 | NS630B N 3P FIXED FRONT CONNECTED AND MI | 45325500 | PTCCB, PTACB: Compact NSX, Compact NS, Masterpact NT, NW <= 1000A, INS, ATNSX & ATS <=1000A, Vigirex - Accessories | 44436700 | 2%
NS06bN4DE2 | NS 630A-B N 4P ELE D/O MLOGIC 2 | 204546100 | PTCCB, PTACB: Compact NSX, Compact NS, Masterpact NT, NW <= 1000A, INS, ATNSX & ATS <=1000A, Vigirex - Accessories | 200535500 | 2%
NS06bN4DM2 | NS 630A-B N 4P MAN D/O MLOGIC 2 | 149552700 | PTCCB, PTACB: Compact NSX, Compact NS, Masterpact NT, NW <= 1000A, INS, ATNSX & ATS <=1000A, Vigirex - Accessories | 146620100 | 2%
NS06bN4E2 | NS 630A-B N 4P ELE MLOGIC 2 | 119414900 | PTCCB, PTACB: Compact NSX, Compact NS, Masterpact NT, NW <= 1000A, INS, ATNSX & ATS <=1000A, Vigirex - Accessories | 117073000 | 2%
NS06bN4M2 | NS630B N 4P FIXED FRONT CONNECTED AND MI | 54840500 | PTCCB, PTACB: Compact NSX, Compact NS, Masterpact NT, NW <= 1000A, INS, ATNSX & ATS <=1000A, Vigirex - Accessories | 53764700 | 2.001%
NS080H3DE2 | NS 800A H 3P ELEC D/O MLOGIC 2 | 175833900 | PTCCB, PTACB: Compact NSX, Compact NS, Masterpact NT, NW <= 1000A, INS, ATNSX & ATS <=1000A, Vigirex - Accessories | 172386500 | 2%
NS080H3DM2 | NS 800A H 3P MAN D/O MLOGIC 2 | 118420500 | PTCCB, PTACB: Compact NSX, Compact NS, Masterpact NT, NW <= 1000A, INS, ATNSX & ATS <=1000A, Vigirex - Accessories | 116098400 | 2%
NS080H3E2 | NS 800A H 3P ELE MLOGIC 2 | 112647700 | PTCCB, PTACB: Compact NSX, Compact NS, Masterpact NT, NW <= 1000A, INS, ATNSX & ATS <=1000A, Vigirex - Accessories | 110438900 | 2%
NS080H3M2 | NS 800 H 3P FIXED FRONT CONNECTED AND MI | 55075900 | PTCCB, PTACB: Compact NSX, Compact NS, Masterpact NT, NW <= 1000A, INS, ATNSX & ATS <=1000A, Vigirex - Accessories | 53995700 | 2.001%
NS080H4DE2 | NS 800A H 4P ELE D/O MLOGIC 2 | 221056000 | PTCCB, PTACB: Compact NSX, Compact NS, Masterpact NT, NW <= 1000A, INS, ATNSX & ATS <=1000A, Vigirex - Accessories | 216722000 | 2%
NS080H4DM2 | FIXED FRONT CONNECTED NS800 AND MICROL | 165433400 | PTCCB, PTACB: Compact NSX, Compact NS, Masterpact NT, NW <= 1000A, INS, ATNSX & ATS <=1000A, Vigirex - Accessories | 162189500 | 2%
NS080H4E2 | NS 800A H 4P ELE MLOGIC 2 | 135716900 | PTCCB, PTACB: Compact NSX, Compact NS, Masterpact NT, NW <= 1000A, INS, ATNSX & ATS <=1000A, Vigirex - Accessories | 133056000 | 2%
NS080H4M2 | FIXED FRONT CONNECTED NS800 AND MICROL | 88501600 | PTCCB, PTACB: Compact NSX, Compact NS, Masterpact NT, NW <= 1000A, INS, ATNSX & ATS <=1000A, Vigirex - Accessories | 86765800 | 2.001%
NS080N3DE2 | NS 800A N 3P ELEC D/O MLOGIC 2 | 170792600 | PTCCB, PTACB: Compact NSX, Compact NS, Masterpact NT, NW <= 1000A, INS, ATNSX & ATS <=1000A, Vigirex - Accessories | 167444200 | 2%
NS080N3DM2 | NS 800A N 3P MAN D/O MLOGIC 2 | 108949500 | PTCCB, PTACB: Compact NSX, Compact NS, Masterpact NT, NW <= 1000A, INS, ATNSX & ATS <=1000A, Vigirex - Accessories | 106813300 | 2%
NS080N3E2 | NS 800A N 3P ELE MLOGIC 2 | 107371000 | PTCCB, PTACB: Compact NSX, Compact NS, Masterpact NT, NW <= 1000A, INS, ATNSX & ATS <=1000A, Vigirex - Accessories | 105265600 | 2%
NS080N3M2 | NS 800 N 3P FIXED FRONT CONNECTED AND MI | 45325500 | PTCCB, PTACB: Compact NSX, Compact NS, Masterpact NT, NW <= 1000A, INS, ATNSX & ATS <=1000A, Vigirex - Accessories | 44436700 | 2%
NS080N4DE2 | NS 800A N 4P ELE D/O MLOGIC 2 | 210079100 | PTCCB, PTACB: Compact NSX, Compact NS, Masterpact NT, NW <= 1000A, INS, ATNSX & ATS <=1000A, Vigirex - Accessories | 205959600 | 2%
NS080N4DM2 | NS 800A N 4P MAN D/O MLOGIC 2 | 159088600 | PTCCB, PTACB: Compact NSX, Compact NS, Masterpact NT, NW <= 1000A, INS, ATNSX & ATS <=1000A, Vigirex - Accessories | 155969000 | 2%
NS080N4E2 | NS 800A N 4P ELE MLOGIC 2 | 129174100 | PTCCB, PTACB: Compact NSX, Compact NS, Masterpact NT, NW <= 1000A, INS, ATNSX & ATS <=1000A, Vigirex - Accessories | 126640800 | 2%
NS080N4M2 | NS 800 N 4P FIXED FRONT CONNECTED AND MI | 57544300 | PTCCB, PTACB: Compact NSX, Compact NS, Masterpact NT, NW <= 1000A, INS, ATNSX & ATS <=1000A, Vigirex - Accessories | 56415700 | 2.001%
NS100H3DE2 | NS 1000A H 3P ELEC D/O MLOGIC 2 | 185244400 | PTCCB, PTACB: Compact NSX, Compact NS, Masterpact NT, NW <= 1000A, INS, ATNSX & ATS <=1000A, Vigirex - Accessories | 181612200 | 2%
NS100H3DM2 | NS 1000A H 3P MAN D/O MLOGIC 2 | 141871400 | PTCCB, PTACB: Compact NSX, Compact NS, Masterpact NT, NW <= 1000A, INS, ATNSX & ATS <=1000A, Vigirex - Accessories | 139089500 | 2%
NS100H3E2 | NS 1000A H 3P ELE MLOGIC 2 | 121938300 | PTCCB, PTACB: Compact NSX, Compact NS, Masterpact NT, NW <= 1000A, INS, ATNSX & ATS <=1000A, Vigirex - Accessories | 119546900 | 2%
NS100H3M2 | NS1000 H3P FIXED FRONT CONNECTED AND MIC | 63494200 | PTCCB, PTACB: Compact NSX, Compact NS, Masterpact NT, NW <= 1000A, INS, ATNSX & ATS <=1000A, Vigirex - Accessories | 62249000 | 2%
NS100H4DE2 | NS 1000A H 4P ELE D/O MLOGIC 2 | 226650600 | PTCCB, PTACB: Compact NSX, Compact NS, Masterpact NT, NW <= 1000A, INS, ATNSX & ATS <=1000A, Vigirex - Accessories | 222206600 | 2%
NS100H4DM2 | NS1000 H4P FIXED FRONT CONNECTED AND MIC | 176765600 | PTCCB, PTACB: Compact NSX, Compact NS, Masterpact NT, NW <= 1000A, INS, ATNSX & ATS <=1000A, Vigirex - Accessories | 173299500 | 2%
NS100H4E2 | NS 1000A H 4P ELE MLOGIC 2 | 143160600 | PTCCB, PTACB: Compact NSX, Compact NS, Masterpact NT, NW <= 1000A, INS, ATNSX & ATS <=1000A, Vigirex - Accessories | 140353400 | 2%
NS100H4M2 | NS1000 H4P FIXED FRONT CONNECTED AND MIC | 91264800 | PTCCB, PTACB: Compact NSX, Compact NS, Masterpact NT, NW <= 1000A, INS, ATNSX & ATS <=1000A, Vigirex - Accessories | 89475100 | 2%
NS100N3DE2 | NS 1000A N 3P ELEC D/O MLOGIC 2 | 179019500 | PTCCB, PTACB: Compact NSX, Compact NS, Masterpact NT, NW <= 1000A, INS, ATNSX & ATS <=1000A, Vigirex - Accessories | 175509400 | 2%
NS100N3DM2 | NS 1000A N 3P MAN D/O MLOGIC 2 | 122225400 | PTCCB, PTACB: Compact NSX, Compact NS, Masterpact NT, NW <= 1000A, INS, ATNSX & ATS <=1000A, Vigirex - Accessories | 119828500 | 2%
NS100N3E2 | NS 1000A N 3P ELE MLOGIC 2 | 110398200 | PTCCB, PTACB: Compact NSX, Compact NS, Masterpact NT, NW <= 1000A, INS, ATNSX & ATS <=1000A, Vigirex - Accessories | 108233400 | 2%
NS100N3M2 | NS1000 N3P FIXED FRONT CONNECTED AND MIC | 58054700 | PTCCB, PTACB: Compact NSX, Compact NS, Masterpact NT, NW <= 1000A, INS, ATNSX & ATS <=1000A, Vigirex - Accessories | 56916200 | 2%
NS100N4DE2 | NS 1000A N 4P ELE D/O MLOGIC 2 | 215855200 | PTCCB, PTACB: Compact NSX, Compact NS, Masterpact NT, NW <= 1000A, INS, ATNSX & ATS <=1000A, Vigirex - Accessories | 211622400 | 2%
NS100N4DM2 | NS 1000A N 4P MAN D/O MLOGIC 2 | 171461400 | PTCCB, PTACB: Compact NSX, Compact NS, Masterpact NT, NW <= 1000A, INS, ATNSX & ATS <=1000A, Vigirex - Accessories | 168099800 | 2%
NS100N4E2 | NS 1000A N 4P ELE MLOGIC 2 | 133058200 | PTCCB, PTACB: Compact NSX, Compact NS, Masterpact NT, NW <= 1000A, INS, ATNSX & ATS <=1000A, Vigirex - Accessories | 130449000 | 2%
NS100N4M2 | NS1000 N4P FIXED FRONT CONNECTED AND MIC | 69348400 | PTCCB, PTACB: Compact NSX, Compact NS, Masterpact NT, NW <= 1000A, INS, ATNSX & ATS <=1000A, Vigirex - Accessories | 67988800 | 2%
NS125H3DE2 | NS 1250A H 3P ELEC D/O MLOGIC 2 | 216484400 | PTCCB, PTACB: Compact NS> 1000A, Masterpact NT, NW > 1000A and ATS >1000A | 212239500 | 2%
NS125H3DM2 | NS 1250A H 3P MAN D/O MLOGIC 2 | 161716500 | PTCCB, PTACB: Compact NS> 1000A, Masterpact NT, NW > 1000A and ATS >1000A | 158545200 | 2%
NS125H3E2 | NS 1250A H 3P ELE MLOGIC 2 | 143799700 | PTCCB, PTACB: Compact NS> 1000A, Masterpact NT, NW > 1000A and ATS >1000A | 140980400 | 2%
NS125H3M2 | NS1250 H3P FIXED FRONT CONNECTED AND MIC | 75092600 | PTCCB, PTACB: Compact NS> 1000A, Masterpact NT, NW > 1000A and ATS >1000A | 73619700 | 2.001%
NS125H4DE2 | NS 1250A H 4P ELE D/O MLOGIC 2 | 262198200 | PTCCB, PTACB: Compact NS> 1000A, Masterpact NT, NW > 1000A and ATS >1000A | 257056800 | 2%
NS125H4DM2 | NS1250 H4P FIXED FRONT CONNECTED AND MIC | 205448100 | PTCCB, PTACB: Compact NS> 1000A, Masterpact NT, NW > 1000A and ATS >1000A | 201419900 | 2%
NS125H4E2 | NS 1250A H 4P ELE MLOGIC 2 | 171348100 | PTCCB, PTACB: Compact NS> 1000A, Masterpact NT, NW > 1000A and ATS >1000A | 167988700 | 2%
NS125H4M2 | NS1250 H4P FIXED FRONT CONNECTED AND MIC | 101350700 | PTCCB, PTACB: Compact NS> 1000A, Masterpact NT, NW > 1000A and ATS >1000A | 99363000 | 2%
NS125N3DE2 | NS 1250A N 3P ELEC D/O MLOGIC 2 | 210461900 | PTCCB, PTACB: Compact NS> 1000A, Masterpact NT, NW > 1000A and ATS >1000A | 206334700 | 2%
NS125N3DM2 | NS 1250A N 3P MAN D/O MLOGIC 2 | 143558800 | PTCCB, PTACB: Compact NS> 1000A, Masterpact NT, NW > 1000A and ATS >1000A | 140743900 | 2%
NS125N3E2 | NS 1250A N 3P ELE MLOGIC 2 | 135202100 | PTCCB, PTACB: Compact NS> 1000A, Masterpact NT, NW > 1000A and ATS >1000A | 132551100 | 2%
NS125N3M2 | NS1250 N3P FIXED FRONT CONNECTED AND MIC | 68666400 | PTCCB, PTACB: Compact NS> 1000A, Masterpact NT, NW > 1000A and ATS >1000A | 67320000 | 2%
NS125N4DE2 | NS 1250A N 4P ELE D/O MLOGIC 2 | 245901700 | PTCCB, PTACB: Compact NS> 1000A, Masterpact NT, NW > 1000A and ATS >1000A | 241080400 | 2%
NS125N4DM2 | NS 1250A N 4P MAN D/O MLOGIC 2 | 199405800 | PTCCB, PTACB: Compact NS> 1000A, Masterpact NT, NW > 1000A and ATS >1000A | 195496400 | 2%
NS125N4E2 | NS 1250A N 4P ELE MLOGIC 2 | 163199300 | PTCCB, PTACB: Compact NS> 1000A, Masterpact NT, NW > 1000A and ATS >1000A | 159999400 | 2%
NS125N4M2 | NS1250 N4P FIXED FRONT CONNECTED AND MIC | 83402000 | PTCCB, PTACB: Compact NS> 1000A, Masterpact NT, NW > 1000A and ATS >1000A | 81766300 | 2%
NS160H3DE2 | NS 1600A H 3P ELEC D/O MLOGIC 2 | 256391300 | PTCCB, PTACB: Compact NS> 1000A, Masterpact NT, NW > 1000A and ATS >1000A | 251364300 | 2%
NS160H3DM2 | NS 1600A H 3P MAN D/O MLOGIC 2 | 245324200 | PTCCB, PTACB: Compact NS> 1000A, Masterpact NT, NW > 1000A and ATS >1000A | 240513900 | 2%
NS160H3E2 | NS 1600A H 3P ELE MLOGIC 2 | 160755100 | PTCCB, PTACB: Compact NS> 1000A, Masterpact NT, NW > 1000A and ATS >1000A | 157602500 | 2%
NS160H3M2 | NS1600 H3P FIXED FRONT MICRO 2.0 | 98552300 | PTCCB, PTACB: Compact NS> 1000A, Masterpact NT, NW > 1000A and ATS >1000A | 96619600 | 2%
NS160H4DE2 | NS 1600A H 4P ELE D/O MLOGIC 2 | 302941100 | PTCCB, PTACB: Compact NS> 1000A, Masterpact NT, NW > 1000A and ATS >1000A | 297001100 | 2%
NS160H4DM2 | NS1600 H4P D/O FRONT CONNECTED AND MIC | 279937900 | PTCCB, PTACB: Compact NS> 1000A, Masterpact NT, NW > 1000A and ATS >1000A | 274448900 | 2%
NS160H4E2 | NS 1600A H 4P ELE MLOGIC 2 | 195362200 | PTCCB, PTACB: Compact NS> 1000A, Masterpact NT, NW > 1000A and ATS >1000A | 191532000 | 2%
NS160H4M2 | NS1600 H4P FIXED FRONT CONNECTED AND MIC | 115776100 | PTCCB, PTACB: Compact NS> 1000A, Masterpact NT, NW > 1000A and ATS >1000A | 113505700 | 2%
NS160N3DE2 | NS 1600A N 3P ELEC D/O MLOGIC 2 | 243722600 | PTCCB, PTACB: Compact NS> 1000A, Masterpact NT, NW > 1000A and ATS >1000A | 238944200 | 2%
NS160N3DM2 | NS 1600A N 3P MAN D/O MLOGIC 2 | 219354300 | PTCCB, PTACB: Compact NS> 1000A, Masterpact NT, NW > 1000A and ATS >1000A | 215053300 | 2%
NS160N3E2 | NS 1600A N 3P ELE MLOGIC 2 | 152042000 | PTCCB, PTACB: Compact NS> 1000A, Masterpact NT, NW > 1000A and ATS >1000A | 149061000 | 2%
NS160N3M2 | NS1600 N3P FIXED FRONT CONNECTED AND MIC | 81823500 | PTCCB, PTACB: Compact NS> 1000A, Masterpact NT, NW > 1000A and ATS >1000A | 80218600 | 2.001%
NS160N4DE2 | NS 1600A N 4P ELE D/O MLOGIC 2 | 283210400 | PTCCB, PTACB: Compact NS> 1000A, Masterpact NT, NW > 1000A and ATS >1000A | 277657600 | 2%
NS160N4DM2 | NS 1600A N 4P MAN D/O MLOGIC 2 | 239825300 | PTCCB, PTACB: Compact NS> 1000A, Masterpact NT, NW > 1000A and ATS >1000A | 235122800 | 2%
NS160N4E2 | NS 1600A N 4P ELE MLOGIC 2 | 185216900 | PTCCB, PTACB: Compact NS> 1000A, Masterpact NT, NW > 1000A and ATS >1000A | 181584700 | 2%
NS160N4M2 | NS1600 N4P FIXED FRONT CONNECTED AND MIC | 104445000 | PTCCB, PTACB: Compact NS> 1000A, Masterpact NT, NW > 1000A and ATS >1000A | 102396800 | 2%
NS16BH3M2 | NS 1600A-B H 3P MAN MLOGIC 2 | 129603100 | PTCCB, PTACB: Compact NS> 1000A, Masterpact NT, NW > 1000A and ATS >1000A | 127062100 | 2%
NS16BH4M2 | NS 1600A-B H 4P MAN MLOGIC 2 | 165657800 | PTCCB, PTACB: Compact NS> 1000A, Masterpact NT, NW > 1000A and ATS >1000A | 162409500 | 2%
NS16BN3M2 | NS 1600A-B N 3P MAN MLOGIC 2 | 117453600 | PTCCB, PTACB: Compact NS> 1000A, Masterpact NT, NW > 1000A and ATS >1000A | 115150200 | 2%
NS16BN4M2 | NS 1600A-B N 4P MAN MLOGIC 2 | 139401900 | PTCCB, PTACB: Compact NS> 1000A, Masterpact NT, NW > 1000A and ATS >1000A | 136668400 | 2%
NS200H3M2 | NS 2000A H 3P MAN MLOGIC 2 | 153854800 | PTCCB, PTACB: Compact NS> 1000A, Masterpact NT, NW > 1000A and ATS >1000A | 150837500 | 2%
NS200H4M2 | NS 2000A H 4P MAN MLOGIC 2 | 189149400 | PTCCB, PTACB: Compact NS> 1000A, Masterpact NT, NW > 1000A and ATS >1000A | 185440200 | 2%
NS200N3M2 | NS 2000A N 3P MAN MLOGIC 2 | 137029200 | PTCCB, PTACB: Compact NS> 1000A, Masterpact NT, NW > 1000A and ATS >1000A | 134341900 | 2%
NS200N4M2 | NS 2000A N 4P MAN MLOGIC 2 | 171251300 | PTCCB, PTACB: Compact NS> 1000A, Masterpact NT, NW > 1000A and ATS >1000A | 167893000 | 2%
NS250H3M2 | NS 2500A H 3P MAN MLOGIC 2 | 184477700 | PTCCB, PTACB: Compact NS> 1000A, Masterpact NT, NW > 1000A and ATS >1000A | 180860900 | 2%
NS250H4M2 | NS 2500A H 4P MAN MLOGIC 2 | 244051500 | PTCCB, PTACB: Compact NS> 1000A, Masterpact NT, NW > 1000A and ATS >1000A | 239266500 | 2%
NS250N3M2 | NS 2500A N 3P MAN MLOGIC 2 | 166755600 | PTCCB, PTACB: Compact NS> 1000A, Masterpact NT, NW > 1000A and ATS >1000A | 163486400 | 2%
NS250N4M2 | NS 2500A N 4P MAN MLOGIC 2 | 201346200 | PTCCB, PTACB: Compact NS> 1000A, Masterpact NT, NW > 1000A and ATS >1000A | 197398300 | 2%
NS320H3M2 | NS 3200A H 3P MAN MLOGIC 2 | 222568500 | PTCCB, PTACB: Compact NS> 1000A, Masterpact NT, NW > 1000A and ATS >1000A | 218204800 | 2%
NS320H4M2 | NS 3200A H 4P MAN MLOGIC 2 | 283671300 | PTCCB, PTACB: Compact NS> 1000A, Masterpact NT, NW > 1000A and ATS >1000A | 278108600 | 2%
NS320N3M2 | NS 3200A N 3P MAN MLOGIC 2 | 203008300 | PTCCB, PTACB: Compact NS> 1000A, Masterpact NT, NW > 1000A and ATS >1000A | 199027400 | 2%
NS320N4M2 | NS 3200A N 4P MAN MLOGIC 2 | 237704500 | PTCCB, PTACB: Compact NS> 1000A, Masterpact NT, NW > 1000A and ATS >1000A | 233043800 | 2%
NSYCCOHY230VID | Electronical Hygrostat% Hr 230V | 4921400 | PTUES: Terminal blocks, thermal mangement | 4921400 | 0%
NSYCCOHYT120VID | Electronical Hygrotherm 120V | 5132600 | PTUES: Terminal blocks, thermal mangement | 5132600 | 0%
NSYCCOHYT230VID | Electronical Hygrotherm 230V | 5132600 | PTUES: Terminal blocks, thermal mangement | 5132600 | 0%
NSYCCOTH120VID | Electronical Thermostat 120V | 6094000 | PTUES: Terminal blocks, thermal mangement | 6094000 | 0%
NSYCCOTH230VID | Thermost Electron 230V | 4921400 | PTUES: Terminal blocks, thermal mangement | 4921400 | 0%
NSYCCOTHC | Sim.Thermostat (NC Heat) Red (ºC) | 397100 | PTUES: Terminal blocks, thermal mangement | 397100 | 0%
NSYCCOTHCF | Simple Thermostat (NC Heat) (F) | 399300 | PTUES: Terminal blocks, thermal mangement | 399300 | 0%
NSYCCOTHD | Double Thermostat(NO NC) (TªC) | 548900 | PTUES: Terminal blocks, thermal mangement | 548900 | 0%
NSYCCOTHI | Thermostat w/Invers Contact (-i?1C) | 844800 | PTUES: Terminal blocks, thermal mangement | 844800 | 0%
NSYCCOTHO | Sim.Thermostat(NO Vent.) Blue(TªC) | 357500 | PTUES: Terminal blocks, thermal mangement | 357500 | 0%
NSYCR100WU2 | Resist.heaterAlum 100W 110-250V | 1519100 | PTUES: Terminal blocks, thermal mangement | 1519100 | 0%
NSYCR100WU3 | Resist.heaterAlum 100W 270-420V | 1960200 | PTUES: Terminal blocks, thermal mangement | 1960200 | 0%
NSYCR10WU1 | Resist.heaterAlum 10W, 12-24V | 916300 | PTUES: Terminal blocks, thermal mangement | 916300 | 0%
NSYCR10WU1C | Resist.heat.Insul.10W, 12-24V | 2476100 | PTUES: Terminal blocks, thermal mangement | 2476100 | 0%
NSYCR10WU2C | Resist.heat.Insul.10W,110-250V | 1637900 | PTUES: Terminal blocks, thermal mangement | 1637900 | 0%
NSYCR150WU2 | 110V~250V PTC Heater 150w | 2225300 | PTUES: Terminal blocks, thermal mangement | 2225300 | 0%
NSYCR150WU2C | Resist.heat.Insul.150W,110-250V | 4833400 | PTUES: Terminal blocks, thermal mangement | 4833400 | 0%
NSYCR170W230VVC | Thermoventil.Heat.170W 230V | 8636100 | PTUES: Terminal blocks, thermal mangement | 8636100 | 0%
NSYCR20WU2 | Resist.Chauff.Alum 20W, 110-250V | 884400 | PTUES: Terminal blocks, thermal mangement | 884400 | 0%
NSYCR250W230VV | Resis.ventil.250W ,230V Alum | 4488000 | PTUES: Terminal blocks, thermal mangement | 4488000 | 0%
NSYCR400W230VV | Resis.ventil. 400W 230V Alum | 3907200 | PTUES: Terminal blocks, thermal mangement | 3907200 | 0%
NSYCR50WU2C | Resist.heat.Insul.50W,110-250V | 3160300 | PTUES: Terminal blocks, thermal mangement | 3160300 | 0%
NSYCR55WU2 | Resist.Chauff.Alum 55W, 110-250V | 1408000 | PTUES: Terminal blocks, thermal mangement | 1408000 | 0%
NSYCU1050W230VL | Cooling Unit 1050W 230V SideMoun | 77803000 | PTUES: Terminal blocks, thermal mangement | 77803000 | 0%
NSYCU1650W230VL | Cooling Unit 1650W 230V SideMoun | 114785000 | PTUES: Terminal blocks, thermal mangement | 114785000 | 0%
NSYCU1K | Cool.U 1000W 230V 50/60Hz SideM | 76046300 | PTUES: Terminal blocks, thermal mangement | 76046300 | 0%
NSYCU1K5R | C.U.1500W 230V 50 60Hz RfM | 109599600 | PTUES: Terminal blocks, thermal mangement | 109599600 | 0%
NSYCU1K6 | Cool.U1600W 230V 50/60Hz SideM | 112464000 | PTUES: Terminal blocks, thermal mangement | 112464000 | 0%
NSYCU240W230VL | Cooling Unit 240W 230V SideMount | 53104700 | PTUES: Terminal blocks, thermal mangement | 53104700 | 0%
NSYCU2500W400VL | Cooling Unit 2500W Triph.SideM* | 245514500 | PTUES: Terminal blocks, thermal mangement | 245514500 | 0%
NSYCU370W230VL | Cooling Unit 370W 230V SideMount | 67817200 | PTUES: Terminal blocks, thermal mangement | 67817200 | 0%
NSYCU400 | Cool.U 400W 230V 50/60Hz SideM | 69175700 | PTUES: Terminal blocks, thermal mangement | 69175700 | 0%
NSYCU600 | Cool.U 600W 230V 50/60Hz SideM | 71986200 | PTUES: Terminal blocks, thermal mangement | 71986200 | 0%
NSYCU760W230VL | Cooling Unit 760W 230V SideMount | 76016600 | PTUES: Terminal blocks, thermal mangement | 76016600 | 0%
NSYCU760W230VR | Cooling Unit 760W 230V Roof | 79587200 | PTUES: Terminal blocks, thermal mangement | 79587200 | 0%
NSYCUHD1K | OUTDOOR Cooling Unit 1000W 230V | 93023700 | PTUES: Terminal blocks, thermal mangement | 93023700 | 0%
NSYCUHD1K6 | OUTDOOR Cooling Unit 1600W 230V | 136032600 | PTUES: Terminal blocks, thermal mangement | 136032600 | 0%
NSYCUHD400 | OUTDOOR Cooling Unit 400W 230V | 75416000 | PTUES: Terminal blocks, thermal mangement | 75416000 | 0%
NSYCUHD600 | OUTDOOR Cooling Unit 600W 230V | 83593400 | PTUES: Terminal blocks, thermal mangement | 83593400 | 0%
NSYCUHD800 | OUTDOOR Cooling Unit 800W 230V | 88431200 | PTUES: Terminal blocks, thermal mangement | 88431200 | 0%
NSYCVF156M230 | Motor ventilator 156 m3/h 230V | 850300 | PTUES: Terminal blocks, thermal mangement | 850300 | 0%
NSYCVF165M115PF | Filterfan 165m3/h 115V IP54 | 2510200 | PTUES: Terminal blocks, thermal mangement | 2510200 | 0%
NSYCVF165M230PF | Ventilateur 165m3/h 230V IP54 | 2260500 | PTUES: Terminal blocks, thermal mangement | 2260500 | 0%
NSYCVF165M24DPF | Filterfan 165m3/h 24VDC IP54 | 2260500 | PTUES: Terminal blocks, thermal mangement | 2260500 | 0%
NSYCVF300M115PF | Filterfan 300m3/h 115V IP54 | 6366800 | PTUES: Terminal blocks, thermal mangement | 6366800 | 0%
NSYCVF300M230PF | Ventilateur 300m3/h 230V IP54 | 3561800 | PTUES: Terminal blocks, thermal mangement | 3561800 | 0%
NSYCVF38M115PF | Filterfan 38m3/h 115V IP54 | 1833700 | PTUES: Terminal blocks, thermal mangement | 1833700 | 0%
NSYCVF38M230PF | Filterfan 38m3/h 230V IP54 | 1833700 | PTUES: Terminal blocks, thermal mangement | 1833700 | 0%
NSYCVF38M24DPF | Filterfan 38m3/h 24V DC IP54 | 1833700 | PTUES: Terminal blocks, thermal mangement | 1833700 | 0%
NSYCVF38M48DPF | Filterfan 38m3/h 48V DC IP54 | 1833700 | PTUES: Terminal blocks, thermal mangement | 1833700 | 0%
NSYCVF560M115PF | Filterfan 560m3/h 115V IP54 | 11190300 | PTUES: Terminal blocks, thermal mangement | 11190300 | 0%
NSYCVF560M230PF | Filterfan 560m3/h 230V IP54 | 9650300 | PTUES: Terminal blocks, thermal mangement | 9650300 | 0%
NSYCVF575M230MF | TOP HOOD WITH TOP FAN IP54 | 9277400 | PTUES: Terminal blocks, thermal mangement | 9277400 | 0%
NSYCVF850M115PF | Filterfan 850m3/h 115V IP54 | 13563000 | PTUES: Terminal blocks, thermal mangement | 13563000 | 0%
NSYCVF850M230PF | Filterfan 850m3 h 230V IP54 | 12338700 | PTUES: Terminal blocks, thermal mangement | 12338700 | 0%
NSYCVF850M400PF | Filterfan 850m3/h 400V IP54 | 17123700 | PTUES: Terminal blocks, thermal mangement | 17123700 | 0%
NSYCVF85M115PF | Filterfan 85m3/h 115V IP54 | 1919500 | PTUES: Terminal blocks, thermal mangement | 1919500 | 0%
NSYCVF85M230PF | Ventilateur 85m3/h 230V IP54 | 1800700 | PTUES: Terminal blocks, thermal mangement | 1800700 | 0%
NSYCVF85M24DPF | Filterfan 85m3/h 24V DC IP54 | 1800700 | PTUES: Terminal blocks, thermal mangement | 1800700 | 0%
NSYTRAAB15 | End Bracket, snap-on for 15mm DIN rails, 5,2mm width, markable | 22000 | PTLVS: Terminal blocks and accessories | 22000 | 0%
NSYTRAAB35 | End Bracket, snap-on for 35mm DIN rails, 5,2mm width, markable | 20900 | PTLVS: Terminal blocks and accessories | 20900 | 0%
NSYTRAATM1 | Test Plug, metalic part, for Ø2,3mm socket hole | 86900 | PTLVS: Terminal blocks and accessories | 86900 | 0%
NSYTRAATP1 | Insulating sleeve for test plug metalic part NSYTRAAM1, red | 15400 | PTLVS: Terminal blocks and accessories | 15400 | 0%
NSYTRAB1010 | Clip in marking strip, 10mm, 10 characters 1 to 10, printed horizontally, white | 33000 | PTLVS: Terminal blocks and accessories | 33000 | 0%
NSYTRAB10100 | Clip in marking strip, 10mm, 10 characters 91 to 100, printed horizontally,white | 33000 | PTLVS: Terminal blocks and accessories | 33000 | 0%
NSYTRAB1020 | Clip in marking strip, 10mm, 10 characters 11 to 20, printed horizontally, white | 33000 | PTLVS: Terminal blocks and accessories | 33000 | 0%
NSYTRAB1030 | Clip in marking strip, 10mm, 10 characters 21 to 30, printed horizontally, white | 33000 | PTLVS: Terminal blocks and accessories | 33000 | 0%
NSYTRAB1040 | Clip in marking strip, 10mm, 10 characters 31 to 40, printed horizontally, white | 33000 | PTLVS: Terminal blocks and accessories | 33000 | 0%
NSYTRAB1050 | Clip in marking strip, 10mm, 10 characters 41 to 50, printed horizontally, white | 33000 | PTLVS: Terminal blocks and accessories | 33000 | 0%
NSYTRAB1060 | Clip in marking strip, 10mm, 10 characters 51 to 60, printed horizontally, white | 33000 | PTLVS: Terminal blocks and accessories | 33000 | 0%
NSYTRAB1070 | Clip in marking strip, 10mm, 10 characters 61 to 70, printed horizontally, white | 33000 | PTLVS: Terminal blocks and accessories | 33000 | 0%
NSYTRAB1080 | Clip in marking strip, 10mm, 10 characters 71 to 80, printed horizontally, white | 33000 | PTLVS: Terminal blocks and accessories | 33000 | 0%
NSYTRAB1090 | Clip in marking strip, 10mm, 10 characters 81 to 90, printed horizontally, white | 33000 | PTLVS: Terminal blocks and accessories | 33000 | 0%
NSYTRAB510 | Clip in marking strip, 5mm, 10 characters 1 to 10, printed horizontally, white | 23100 | PTLVS: Terminal blocks and accessories | 23100 | 0%
NSYTRAB5100 | Clip in marking strip, 5mm, 10 characters 91 to 100, printed horizontally, white | 23100 | PTLVS: Terminal blocks and accessories | 23100 | 0%
NSYTRAB51100 | Clip in marking strip,5mm,100 characters 1-10;11-20..91-100 printed horizontally | 228800 | PTLVS: Terminal blocks and accessories | 228800 | 0%
NSYTRAB520 | Clip in marking strip, 5mm, 10 characters 11 to 20, printed horizontally, white | 23100 | PTLVS: Terminal blocks and accessories | 23100 | 0%
NSYTRAB530 | Clip in marking strip, 5mm, 10 characters 21 to 30, printed horizontally, white | 23100 | PTLVS: Terminal blocks and accessories | 23100 | 0%
NSYTRAB540 | Clip in marking strip, 5mm, 10 characters 31 to 40, printed horizontally, white | 23100 | PTLVS: Terminal blocks and accessories | 23100 | 0%
NSYTRAB550 | Clip in marking strip, 5mm, 10 characters 41 to 50, printed horizontally, white | 23100 | PTLVS: Terminal blocks and accessories | 23100 | 0%
NSYTRAB560 | Clip in marking strip, 5mm, 10 characters 51 to 60, printed horizontally, white | 23100 | PTLVS: Terminal blocks and accessories | 23100 | 0%
NSYTRAB570 | Clip in marking strip, 5mm, 10 characters 61 to 70, printed horizontally, white | 23100 | PTLVS: Terminal blocks and accessories | 23100 | 0%
NSYTRAB580 | Clip in marking strip, 5mm, 10 characters 71 to 80, printed horizontally, white | 23100 | PTLVS: Terminal blocks and accessories | 23100 | 0%
NSYTRAB590 | Clip in marking strip, 5mm, 10 characters 81 to 90, printed horizontally, white | 23100 | PTLVS: Terminal blocks and accessories | 23100 | 0%
NSYTRAB5L1N | Clip in marking strip, 5mm, 10 strips, printed characters L1,L2,L3, N, PE, white | 23100 | PTLVS: Terminal blocks and accessories | 23100 | 0%
NSYTRAB610 | Clip in marking strip, 6mm, 10 characters 1 to 10, printed horizontally, white | 23100 | PTLVS: Terminal blocks and accessories | 23100 | 0%
NSYTRAB6100 | Clip in marking strip, 6mm, 10 characters 91 to 100, printed horizontally, white | 23100 | PTLVS: Terminal blocks and accessories | 23100 | 0%
NSYTRAB61100 | Clip in marking strip,6mm,100 characters 1-10;11-20..91-100 printed horizontally | 228800 | PTLVS: Terminal blocks and accessories | 228800 | 0%
NSYTRAB620 | Clip in marking strip, 6mm, 10 characters 11 to 20, printed horizontally, white | 23100 | PTLVS: Terminal blocks and accessories | 23100 | 0%
NSYTRAB630 | Clip in marking strip, 6mm, 10 characters 21 to 30, printed horizontally, white | 23100 | PTLVS: Terminal blocks and accessories | 23100 | 0%
NSYTRAB640 | Clip in marking strip, 6mm, 10 characters 31 to 40, printed horizontally, white | 23100 | PTLVS: Terminal blocks and accessories | 23100 | 0%
NSYTRAB650 | Clip in marking strip, 6mm, 10 characters 41 to 50, printed horizontally, white | 23100 | PTLVS: Terminal blocks and accessories | 23100 | 0%
NSYTRAB660 | Clip in marking strip, 6mm, 10 characters 51 to 60, printed horizontally, white | 23100 | PTLVS: Terminal blocks and accessories | 23100 | 0%
NSYTRAB670 | Clip in marking strip, 6mm, 10 characters 61 to 70, printed horizontally, white | 23100 | PTLVS: Terminal blocks and accessories | 23100 | 0%
NSYTRAB680 | Clip in marking strip, 6mm, 10 characters 71 to 80, printed horizontally, white | 23100 | PTLVS: Terminal blocks and accessories | 23100 | 0%
NSYTRAB690 | Clip in marking strip, 6mm, 10 characters 81 to 90, printed horizontally, white | 23100 | PTLVS: Terminal blocks and accessories | 23100 | 0%
NSYTRAB6L1N | Clip in marking strip, 6mm, 10 strips, printed characters L1,L2,L3, N, PE, white | 23100 | PTLVS: Terminal blocks and accessories | 23100 | 0%
NSYTRAB810 | Clip in marking strip, 8mm, 10 characters 1 to 10, printed horizontally, white | 29700 | PTLVS: Terminal blocks and accessories | 29700 | 0%
NSYTRAB8100 | Clip in marking strip, 8mm, 10 characters 91 to 100, printed horizontally, white | 29700 | PTLVS: Terminal blocks and accessories | 29700 | 0%
NSYTRAB820 | Clip in marking strip, 8mm, 10 characters 11 to 20, printed horizontally, white | 29700 | PTLVS: Terminal blocks and accessories | 29700 | 0%
NSYTRAB830 | Clip in marking strip, 8mm, 10 characters 21 to 30, printed horizontally, white | 29700 | PTLVS: Terminal blocks and accessories | 29700 | 0%
NSYTRAB840 | Clip in marking strip, 8mm, 10 characters 31 to 40, printed horizontally, white | 29700 | PTLVS: Terminal blocks and accessories | 29700 | 0%
NSYTRAB850 | Clip in marking strip, 8mm, 10 characters 41 to 50, printed horizontally, white | 29700 | PTLVS: Terminal blocks and accessories | 29700 | 0%
NSYTRAB860 | Clip in marking strip, 8mm, 10 characters 51 to 60, printed horizontally, white | 29700 | PTLVS: Terminal blocks and accessories | 29700 | 0%
NSYTRAB870 | Clip in marking strip, 8mm, 10 characters 61 to 70, printed horizontally, white | 29700 | PTLVS: Terminal blocks and accessories | 29700 | 0%
NSYTRAB880 | Clip in marking strip, 8mm, 10 characters 71 to 80, printed horizontally, white | 29700 | PTLVS: Terminal blocks and accessories | 29700 | 0%
NSYTRAB890 | Clip in marking strip, 8mm, 10 characters 81 to 90, printed horizontally, white | 29700 | PTLVS: Terminal blocks and accessories | 29700 | 0%
NSYTRABCP5 | Marking card with 50 characters, 15x4mm, for NSYTRABCV cables collar | 190300 | PTLVS: Terminal blocks and accessories | 190300 | 0%
NSYTRABCV23 | Marking collar for cables with c.s.a. from 2mm to 3.5mm, Clip on | 4400 | PTLVS: Terminal blocks and accessories | 4400 | 0%
NSYTRABCV35 | Marking collar for cables with c.s.a. from 2,8mm to 5mm, Clip on | 6600 | PTLVS: Terminal blocks and accessories | 6600 | 0%
NSYTRABCV58 | Marking collar for cables with c.s.a. from 5mm to 8mm, Clip on | 7700 | PTLVS: Terminal blocks and accessories | 7700 | 0%
NSYTRABF510 | Clip in marking strip, Flat, 5mm, 10 characters 1 to 10, printed horizontally | 23100 | PTLVS: Terminal blocks and accessories | 23100 | 0%
NSYTRABF520 | Clip in marking strip, Flat, 5mm, 10 characters 11 to 20, printed horizontally | 23100 | PTLVS: Terminal blocks and accessories | 23100 | 0%
NSYTRABF530 | Clip in marking strip, Flat, 5mm, 10 characters 21 to 30, printed horizontally | 23100 | PTLVS: Terminal blocks and accessories | 23100 | 0%
NSYTRABF540 | Clip in marking strip, Flat, 5mm, 10 characters 31 to 40, printed horizontally | 23100 | PTLVS: Terminal blocks and accessories | 23100 | 0%
NSYTRABF550 | Clip in marking strip, Flat, 5mm, 10 characters 41 to 50, printed horizontally | 23100 | PTLVS: Terminal blocks and accessories | 23100 | 0%
NSYTRABF610 | Clip in marking strip, Flat, 6mm, 10 characters 1 to 10, printed horizontally | 23100 | PTLVS: Terminal blocks and accessories | 23100 | 0%
NSYTRABF620 | Clip in marking strip, Flat, 6mm, 10 characters 11 to 20, printed horizontally | 23100 | PTLVS: Terminal blocks and accessories | 23100 | 0%
NSYTRABF630 | Clip in marking strip, Flat, 6mm, 10 characters 21 to 30, printed horizontally | 23100 | PTLVS: Terminal blocks and accessories | 23100 | 0%
NSYTRABF640 | Clip in marking strip, Flat, 6mm, 10 characters 31 to 40, printed horizontally | 23100 | PTLVS: Terminal blocks and accessories | 23100 | 0%
NSYTRABF650 | Clip in marking strip, Flat, 6mm, 10 characters 41 to 50, printed horizontally | 23100 | PTLVS: Terminal blocks and accessories | 23100 | 0%
NSYTRAC162 | End Cover, 2pts, 2,2mm width, for screw terminal NSYTRV162 | 17600 | PTLVS: Terminal blocks and accessories | 17600 | 0%
NSYTRAC22 | End Cover, 2pts, 2,2mm width, for screw terminals NSY TRV22,TRV42,TRV62,TRV102 | 9900 | PTLVS: Terminal blocks and accessories | 9900 | 0%
NSYTRAC23 | End Cover, 3pts, 2,2mm width, for screw terminals NSYTRV43 | 17600 | PTLVS: Terminal blocks and accessories | 17600 | 0%
NSYTRAC24 | End Cover, 4pts, 2,2mm width, for screw terminal NSYTRV44 | 18700 | PTLVS: Terminal blocks and accessories | 18700 | 0%
NSYTRACE24 | End Cover, 2 level, 4pts, 2,2mm width, for screw terminals NSYTRV24D, NSYTRV44D | 20900 | PTLVS: Terminal blocks and accessories | 20900 | 0%
NSYTRACE26 | End Cover, 3 level, 2,2mm width, 6pts, for screw terminals NSYTRV26T | 29700 | PTLVS: Terminal blocks and accessories | 29700 | 0%
NSYTRACM22 | End Cover for mini screw terminals NSYTRV*2M, 1mm width | 14300 | PTLVS: Terminal blocks and accessories | 14300 | 0%
NSYTRACP1 | Protection Cover for screw terminal NSYTRV952B | 178200 | PTLVS: Terminal blocks and accessories | 178200 | 0%
NSYTRACP2 | Protection Cover for screw terminal block NSYTRV1502BB | 202400 | PTLVS: Terminal blocks and accessories | 202400 | 0%
NSYTRACPK22 | End Cover, 2pts, 2,2mm width, for push-in disconnect terminal NSYTRP22SC | 15400 | PTLVS: Terminal blocks and accessories | 15400 | 0%
NSYTRACPK23 | End Cover, 3pts, 2,2mm width, for push-in disconnect terminal NSYTRP23SC | 16500 | PTLVS: Terminal blocks and accessories | 16500 | 0%
NSYTRACPK24 | End Cover, 4pts, 2,2mm width, for push-in disconnect terminal NSYTRP24SC | 16500 | PTLVS: Terminal blocks and accessories | 16500 | 0%
NSYTRACR102 | End Cover, 2pts, 2,2mm width, for spring terminals NSYTRR102 | 14300 | PTLVS: Terminal blocks and accessories | 14300 | 0%
NSYTRACR22 | End Cover, 2pts, 2,2mm width, for spring terminals NSYTRR22, NSYTRP22 | 13200 | PTLVS: Terminal blocks and accessories | 13200 | 0%
NSYTRACR23 | End Cover, 3pts, 2,2mm width, for spring terminals NSYTRR23, NSYTRR22SC, NSYTRP23 | 13200 | PTLVS: Terminal blocks and accessories | 13200 | 0%
NSYTRACR24 | End Cover, 4pts, 2,2mm width, for spring terminals NSYTRR24, NSYTRR23SC,NSYTRP24 | 13200 | PTLVS: Terminal blocks and accessories | 13200 | 0%
NSYTRACR42 | End Cover, 2pts, 2,2mm width, for spring terminals NSYTRR42, NSYTRP42 | 13200 | PTLVS: Terminal blocks and accessories | 13200 | 0%
NSYTRACR43 | End Cover, 3pts, 2,2mm width, for spring terminals NSYTRR43 | 16500 | PTLVS: Terminal blocks and accessories | 16500 | 0%
NSYTRACR44 | End Cover, 4pts, 2,2mm width, for spring terminals NSYTRR44 | 16500 | PTLVS: Terminal blocks and accessories | 16500 | 0%
NSYTRACR62 | End Cover, 2pts, 2,2mm width, for spring terminals NSYTRR62 | 13200 | PTLVS: Terminal blocks and accessories | 13200 | 0%
NSYTRACR63 | End Cover, 3pts, 2,2mm width, for spring terminals NSYTRR63 | 17600 | PTLVS: Terminal blocks and accessories | 17600 | 0%
NSYTRACRE24 | End Cover 2 level, 2,2mm width, 4pts for spring terminals NSYTRR24D, NSYTRP24D | 17600 | PTLVS: Terminal blocks and accessories | 17600 | 0%
NSYTRACS10 | Warning label for 10mm² screw terminal blocks, yellow | 50600 | PTLVS: Terminal blocks and accessories | 50600 | 0%
NSYTRACS2 | Warning label for 2,5mm² screw terminal blocks, yellow | 26400 | PTLVS: Terminal blocks and accessories | 26400 | 0%
NSYTRACS4 | Warning label for 4mm² screw terminal blocks, yellow | 35200 | PTLVS: Terminal blocks and accessories | 35200 | 0%
NSYTRACS6 | Warning label for 6mm² screw terminal blocks, yellow | 42900 | PTLVS: Terminal blocks and accessories | 42900 | 0%
NSYTRACSR2 | Warning label for 2,5mm² spring terminal blocks, yellow | 9900 | PTLVS: Terminal blocks and accessories | 9900 | 0%
NSYTRACSR4 | Warning label for 4mm² spring terminal blocks, yellow | 12100 | PTLVS: Terminal blocks and accessories | 12100 | 0%
NSYTRACSR6 | Warning label for 6mm² spring terminal blocks, yellow | 12100 | PTLVS: Terminal blocks and accessories | 12100 | 0%
NSYTRACT22 | End Cover, for NSYTRV62TT switchable screw terminals | 41800 | PTLVS: Terminal blocks and accessories | 41800 | 0%
NSYTRAFT | Test Adapter for Ø4mm safety test plugs, plugs in the bridge shafts, | 74800 | PTLVS: Terminal blocks and accessories | 74800 | 0%
NSYTRAL1502 | Conection Bridge 2 pole for screw terminal NSYTRV1502BB | 358600 | PTLVS: Terminal blocks and accessories | 358600 | 0%
NSYTRAL210 | Plug-in Bridge, 10points for 2,5mm² terminal blocks, red | 90200 | PTLVS: Terminal blocks and accessories | 90200 | 0%
NSYTRAL210BL | Plug-in Bridge, 10points for 2,5mm² terminal blocks, blue | 114400 | PTLVS: Terminal blocks and accessories | 114400 | 0%
NSYTRAL210GR | Plug-in Bridge, 10points for 2,5mm² terminal blocks, grey | 114400 | PTLVS: Terminal blocks and accessories | 114400 | 0%
NSYTRAL22 | Plug-in Bridge, 2points for 2,5mm² terminal blocks, red | 9900 | PTLVS: Terminal blocks and accessories | 9900 | 0%
NSYTRAL220 | Plug-in Bridge, 20points for 2,5mm² terminal blocks, red | 176000 | PTLVS: Terminal blocks and accessories | 176000 | 0%
NSYTRAL23 | Plug-in Bridge, 3points for 2,5mm² terminal blocks, red | 20900 | PTLVS: Terminal blocks and accessories | 20900 | 0%
NSYTRAL24 | Plug-in Bridge, 4points for 2,5mm² terminal blocks, red | 33000 | PTLVS: Terminal blocks and accessories | 33000 | 0%
NSYTRAL25 | Plug-in Bridge, 5points for 2,5mm² terminal blocks, red | 42900 | PTLVS: Terminal blocks and accessories | 42900 | 0%
NSYTRAL410 | Plug-in Bridge, 10points for 4mm² terminal blocks, red | 92400 | PTLVS: Terminal blocks and accessories | 92400 | 0%
NSYTRAL410BL | Plug-in Bridge, 10points for 4mm² terminal blocks, blue | 114400 | PTLVS: Terminal blocks and accessories | 114400 | 0%
NSYTRAL410GR | Plug-in Bridge, 10points for 4mm² terminal blocks, grey | 114400 | PTLVS: Terminal blocks and accessories | 114400 | 0%
NSYTRAL42 | Plug-in Bridge, 2points for 4mm² terminal blocks, red | 9900 | PTLVS: Terminal blocks and accessories | 9900 | 0%
NSYTRAL420 | Plug-in Bridge, 20points for 4mm² terminal blocks, red | 176000 | PTLVS: Terminal blocks and accessories | 176000 | 0%
NSYTRAL43 | Plug-in Bridge, 3points for 4mm² terminal blocks, red | 30800 | PTLVS: Terminal blocks and accessories | 30800 | 0%
NSYTRAL44 | Plug-in Bridge, 4points for 4mm² terminal blocks, red | 45100 | PTLVS: Terminal blocks and accessories | 45100 | 0%
NSYTRAL45 | Plug-in Bridge, 5points for 4mm² terminal blocks, red | 53900 | PTLVS: Terminal blocks and accessories | 53900 | 0%
NSYTRAL702 | Conection Bridge 2 pole for screw terminal NSYTRV702 | 223300 | PTLVS: Terminal blocks and accessories | 223300 | 0%
NSYTRAL952 | Conection Bridge 2 pole for screw terminal NSYTRV952B | 324500 | PTLVS: Terminal blocks and accessories | 324500 | 0%
NSYTRASB4 | Terminal marker carrier for end bracket NSYTRAAB35, NSYTRAAB15 | 14300 | PTLVS: Terminal blocks and accessories | 14300 | 0%
NSYTRP22 | Push-in terminal, Feed Through, 2 points, 2,5mm², grey | 30800 | PTLVS: Terminal blocks and accessories | 30800 | 0%
NSYTRP22PE | Push-in terminal, Protective earth, 2 points, 2,5mm², green-yellow | 75900 | PTLVS: Terminal blocks and accessories | 75900 | 0%
NSYTRP22SC | Push-in terminal, Knife Disconnect, 2 points, 2,5mm², grey | 128700 | PTLVS: Terminal blocks and accessories | 128700 | 0%
NSYTRP22TB | Push-in terminal, Basic disconnect terminal, 2 points, 2,5mm², grey | 81400 | PTLVS: Terminal blocks and accessories | 81400 | 0%
NSYTRP23 | Push-in terminal, Feed Through, 3 points, 2,5mm², grey | 36300 | PTLVS: Terminal blocks and accessories | 36300 | 0%
NSYTRP23PE | Push-in terminal, Protective earth, 3 points, 2,5mm², green-yellow | 154000 | PTLVS: Terminal blocks and accessories | 154000 | 0%
NSYTRP23SC | Push-in terminal, Knife Disconnect, 3 points, 2,5mm², grey | 144100 | PTLVS: Terminal blocks and accessories | 144100 | 0%
NSYTRP24 | Push-in terminal, Feed Through, 4 points, 2,5mm², grey | 44000 | PTLVS: Terminal blocks and accessories | 44000 | 0%
NSYTRP24D | Push-in terminal, Double Level, 4 points, 2,5mm², grey | 106700 | PTLVS: Terminal blocks and accessories | 106700 | 0%
NSYTRP24DPE | Push-in terminal, Double Level, Protective earth, 4 points, 2,5mm² | 281600 | PTLVS: Terminal blocks and accessories | 281600 | 0%
NSYTRP24PE | Push-in terminal, Protective earth, 4 points, 2,5mm², green-yellow | 192500 | PTLVS: Terminal blocks and accessories | 192500 | 0%
NSYTRP24SC | Push-in terminal, Knife Disconnect, 4 points, 2,5mm², grey | 163900 | PTLVS: Terminal blocks and accessories | 163900 | 0%
NSYTRP42 | Push-in terminal, Feed Through, 2 points, 4mm², grey | 41800 | PTLVS: Terminal blocks and accessories | 41800 | 0%
NSYTRP42PE | Push-in terminal, Protective earth, 2 points, 4mm², green-yellow | 134200 | PTLVS: Terminal blocks and accessories | 134200 | 0%
NSYTRP42TB | Push-in terminal, Basic disconnect terminal, 2 points, 4mm², grey | 91300 | PTLVS: Terminal blocks and accessories | 91300 | 0%
NSYTRP43 | Push-in terminal, Feed Through, 3 points, 4mm², grey | 60500 | PTLVS: Terminal blocks and accessories | 60500 | 0%
NSYTRP43PE | Push-in terminal, Protective earth, 3 points, 4mm², green-yellow | 177100 | PTLVS: Terminal blocks and accessories | 177100 | 0%
NSYTRP44 | Push-in terminal, Feed Through, 4 points, 4mm², grey | 79200 | PTLVS: Terminal blocks and accessories | 79200 | 0%
NSYTRP44PE | Push-in terminal, Protective earth, 4 points, 4mm², green-yellow | 223300 | PTLVS: Terminal blocks and accessories | 223300 | 0%
NSYTRR102 | Spring terminal, Feed Through, 2 points, 10mm², grey | 70400 | PTLVS: Terminal blocks and accessories | 70400 | 0%
NSYTRR102PE | Spring terminal, Protective earth, 2 points, 10mm², green-yellow | 201300 | PTLVS: Terminal blocks and accessories | 201300 | 0%
NSYTRR162 | Spring terminal, Feed Through, 2 points, 16mm², grey | 129800 | PTLVS: Terminal blocks and accessories | 129800 | 0%
NSYTRR162PE | Spring terminal, Protective earth, 2 points, 16mm², green-yellow | 271700 | PTLVS: Terminal blocks and accessories | 271700 | 0%
NSYTRR22 | Spring terminal, Feed Through, 2 points, 2,5mm², grey | 25300 | PTLVS: Terminal blocks and accessories | 25300 | 0%
NSYTRR22M | Spring terminal, Mini 15mm rail, Feed Through, 2 points, 2,5mm², grey | 30800 | PTLVS: Terminal blocks and accessories | 30800 | 0%
NSYTRR22MPE | Spring terminal, Mini 15mm rail, Protective earth, 2 points, 2,5mm², green-yellow | 93500 | PTLVS: Terminal blocks and accessories | 93500 | 0%
NSYTRR22PE | Spring terminal, Protective earth, 2 points, 2,5mm², green-yellow | 70400 | PTLVS: Terminal blocks and accessories | 70400 | 0%
NSYTRR22SC | Spring terminal, Knife Disconnect, 2 points, 2,5mm², grey | 113300 | PTLVS: Terminal blocks and accessories | 113300 | 0%
NSYTRR22TB | Spring terminal, Basic disconnect terminal, 2 points, 4mm², grey | 71500 | PTLVS: Terminal blocks and accessories | 71500 | 0%
NSYTRR23 | Spring terminal, Feed Through, 3 points, 2,5mm², grey | 30800 | PTLVS: Terminal blocks and accessories | 30800 | 0%
NSYTRR23PE | Spring terminal, Protective earth, 3 points, 2,5mm², green-yellow | 145200 | PTLVS: Terminal blocks and accessories | 145200 | 0%
NSYTRR23SC | Spring terminal, Knife Disconnect, 3 points, 2,5mm², grey | 128700 | PTLVS: Terminal blocks and accessories | 128700 | 0%
NSYTRR23TB | Spring terminal, Basic disconnect terminal, 3 points, 4mm², grey | 85800 | PTLVS: Terminal blocks and accessories | 85800 | 0%
NSYTRR24 | Spring terminal, Feed Through, 4 points, 2,5mm², grey | 35200 | PTLVS: Terminal blocks and accessories | 35200 | 0%
NSYTRR24D | Spring terminal, Double Level, 4 points, 2,5mm², grey | 84700 | PTLVS: Terminal blocks and accessories | 84700 | 0%
NSYTRR24DPE | Spring terminal, Double Level, Protective earth, 4 points, 2,5mm², green-yellow | 268400 | PTLVS: Terminal blocks and accessories | 268400 | 0%
NSYTRR24M | Spring terminal, Mini 15mm rail, Feed Through, 4 points, 2,5mm², grey | 45100 | PTLVS: Terminal blocks and accessories | 45100 | 0%
NSYTRR24PE | Spring terminal, Protective earth, 4 points, 2,5mm², green-yellow | 136400 | PTLVS: Terminal blocks and accessories | 136400 | 0%
NSYTRR24SCD | Spring terminal, Knife Disconnect, Double Level, 4 points, 2,5mm², grey | 469700 | PTLVS: Terminal blocks and accessories | 469700 | 0%
NSYTRR26T | Spring terminal, Feed Through, 3 Levels, 6 points, 2,5mm², grey | 140800 | PTLVS: Terminal blocks and accessories | 140800 | 0%
NSYTRR42 | Spring terminal, Feed Through, 2 points, 4mm², grey | 37400 | PTLVS: Terminal blocks and accessories | 37400 | 0%
NSYTRR42PE | Spring terminal, Protective earth, 2 points, 4mm², green-yellow | 100100 | PTLVS: Terminal blocks and accessories | 100100 | 0%
NSYTRR43 | Spring terminal, Feed Through, 3 points, 4mm², grey | 38500 | PTLVS: Terminal blocks and accessories | 38500 | 0%
NSYTRR43PE | Spring terminal, Protective earth, 3 points, 4mm², green-yellow | 157300 | PTLVS: Terminal blocks and accessories | 157300 | 0%
NSYTRR44 | Spring terminal, Feed Through, 4 points, 4mm², grey | 70400 | PTLVS: Terminal blocks and accessories | 70400 | 0%
NSYTRR44D | Spring terminal, Double Level, 4 points, 4mm², grey | 99000 | PTLVS: Terminal blocks and accessories | 99000 | 0%
NSYTRR44DPE | Spring terminal, Double Level, Protective earth, 4 points, 4mm², green-yellow | 324500 | PTLVS: Terminal blocks and accessories | 324500 | 0%
NSYTRR44PE | Spring terminal, Protective earth, 4 points, 4mm², green-yellow | 198000 | PTLVS: Terminal blocks and accessories | 198000 | 0%
NSYTRR62 | Spring terminal, Feed Through, 2 points, 6mm², grey | 46200 | PTLVS: Terminal blocks and accessories | 46200 | 0%
NSYTRR62PE | Spring terminal, Protective earth, 2 points, 6mm², green-yellow | 159500 | PTLVS: Terminal blocks and accessories | 159500 | 0%
NSYTRR63 | Spring terminal, Feed Through, 3 points, 6mm², grey | 75900 | PTLVS: Terminal blocks and accessories | 75900 | 0%
NSYTRV102 | Screw terminal, Feed Through, 2 points, 10mm² , grey | 50600 | PTLVS: Terminal blocks and accessories | 50600 | 0%
NSYTRV102PE | Screw terminal, Protective earth, 2 points, 10mm², green-yellow | 118800 | PTLVS: Terminal blocks and accessories | 118800 | 0%
NSYTRV1502BB | Screw terminal, Feed Through, 2 points, lug-lug, 150mm², grey | 1007600 | PTLVS: Terminal blocks and accessories | 1007600 | 0%
NSYTRV162 | Screw terminal, Feed Through, 2 points, 16mm² , grey | 64900 | PTLVS: Terminal blocks and accessories | 64900 | 0%
NSYTRV162PE | Screw terminal, Protective earth, 2 points, 16mm², green-yellow | 169400 | PTLVS: Terminal blocks and accessories | 169400 | 0%
NSYTRV162SF | Screw terminal, Fused, screw cap, for 5x20mm cartridge fuse, 2pts, 16mm², black | 287100 | PTLVS: Terminal blocks and accessories | 287100 | 0%
NSYTRV22 | Screw terminal, Feed Through, 2 points, 2,5mm² , grey | 22000 | PTLVS: Terminal blocks and accessories | 22000 | 0%
NSYTRV22M | SCREW TERMINAL, MINI, FOR 15MM DIN RAIL, | 46200 | PTLVS: Terminal blocks and accessories | 46200 | 0%
NSYTRV22MPE | SCREW TERMINAL, MINI, FOR 15MM DIN RAIL, | 130900 | PTLVS: Terminal blocks and accessories | 130900 | 0%
NSYTRV22PE | Screw terminal, Protective earth, 2 points, 2,5mm², green-yellow | 93500 | PTLVS: Terminal blocks and accessories | 93500 | 0%
NSYTRV24D | Screw terminal, Double Level, 4 points, 2,5mm² , grey | 69300 | PTLVS: Terminal blocks and accessories | 69300 | 0%
NSYTRV24DPE | Screw terminal, Double Level, Protective earth, 4 points, 2,5mm², green-yellow | 260700 | PTLVS: Terminal blocks and accessories | 260700 | 0%
NSYTRV26T | Screw terminal, 3 Levels, 6 points, 2,5mm², grey | 133100 | PTLVS: Terminal blocks and accessories | 133100 | 0%
NSYTRV352 | Screw terminal, Feed Through, 2 points, 35mm² , grey | 127600 | PTLVS: Terminal blocks and accessories | 127600 | 0%
NSYTRV352PE | Screw terminal, Protective earth, 2 points, 35mm², green-yellow | 253000 | PTLVS: Terminal blocks and accessories | 253000 | 0%
NSYTRV42 | Screw terminal, Feed Through, 2 points, 4mm² , grey | 22000 | PTLVS: Terminal blocks and accessories | 22000 | 0%
NSYTRV42M | SCREW TERMINAL, MINI, FOR 15MM DIN RAIL, | 49500 | PTLVS: Terminal blocks and accessories | 49500 | 0%
NSYTRV42MPE | SCREW TERMINAL, MINI, FOR 15MM DIN RAIL, | 138600 | PTLVS: Terminal blocks and accessories | 138600 | 0%
NSYTRV42NE | Screw terminal, Neutral disconnect, 2pts, 4mm², screwless disconnect slide, blue | 115500 | PTLVS: Terminal blocks and accessories | 115500 | 0%
NSYTRV42PE | Screw terminal, Protective earth, 2 points, 4mm², green-yellow | 74800 | PTLVS: Terminal blocks and accessories | 74800 | 0%
NSYTRV42SC | Screw terminal, Knife Disconnect, 2 points, 4mm², grey | 95700 | PTLVS: Terminal blocks and accessories | 95700 | 0%
NSYTRV42SCD | Screw terminal, Knife Disconnect, Double Level, 4 points, 4mm², grey | 258500 | PTLVS: Terminal blocks and accessories | 258500 | 0%
NSYTRV42SF5 | Screw terminal, Fused, for 5x20;5x25;5x30 mm cartridge fuse, 2pts, 4mm², black | 184800 | PTLVS: Terminal blocks and accessories | 184800 | 0%
NSYTRV42SF6 | Screw terminal, Fused, for 6,3x32mm cartridge fuse, 2 pts, 16mm², black | 330000 | PTLVS: Terminal blocks and accessories | 330000 | 0%
NSYTRV42TB | Screw terminal, Basic disconnect terminal, 2 points, 4mm², grey | 73700 | PTLVS: Terminal blocks and accessories | 73700 | 0%
NSYTRV43 | Screw terminal, Feed Through, 3 points, 4mm² , grey | 70400 | PTLVS: Terminal blocks and accessories | 70400 | 0%
NSYTRV43PE | Screw terminal, Protective earth, 3 points, 4mm², green-yellow | 174900 | PTLVS: Terminal blocks and accessories | 174900 | 0%
NSYTRV44 | Screw terminal, Feed Through, 4 points, 4mm² , grey | 75900 | PTLVS: Terminal blocks and accessories | 75900 | 0%
NSYTRV44D | Screw terminal, Double Level, 4 points, 4mm² , grey | 75900 | PTLVS: Terminal blocks and accessories | 75900 | 0%
NSYTRV44DPE | Screw terminal, Double Level, Protective earth, 4 points, 4mm², green-yellow | 316800 | PTLVS: Terminal blocks and accessories | 316800 | 0%
NSYTRV44PE | Screw terminal, Protective earth, 4 points, 4mm², green-yellow | 202400 | PTLVS: Terminal blocks and accessories | 202400 | 0%
NSYTRV502 | Screw terminal, Feed Through, 2 points, 50mm² , grey | 484000 | PTLVS: Terminal blocks and accessories | 484000 | 0%
NSYTRV502PE | Screw terminal, Protective earth, 2 points, 50mm², green-yellow | 1084600 | PTLVS: Terminal blocks and accessories | 1084600 | 0%
NSYTRV62 | Screw terminal, Feed Through, 2 points, 6mm² , grey | 38500 | PTLVS: Terminal blocks and accessories | 38500 | 0%
NSYTRV62NE | Screw terminal, Neutral disconnect, 2pts, 6mm², screwless disconnect slide, blue | 127600 | PTLVS: Terminal blocks and accessories | 127600 | 0%
NSYTRV62PE | Screw terminal, Protective earth, 2 points, 6mm², green-yellow | 99000 | PTLVS: Terminal blocks and accessories | 99000 | 0%
NSYTRV62TT | Screw terminal, Feed Through, Measuring transducer, 2 points, 6mm², grey | 283800 | PTLVS: Terminal blocks and accessories | 283800 | 0%
NSYTRV62TTD | Screw terminal, Disconnect, Measuring transducer, 2 points, 6mm², grey | 199100 | PTLVS: Terminal blocks and accessories | 199100 | 0%
NSYTRV62TTPE | Screw terminal, Protective earth, Measuring transducer, 2pts, 6mm², green-yellow | 396000 | PTLVS: Terminal blocks and accessories | 396000 | 0%
NSYTRV702 | Screw terminal, Feed Through, 2 points, 70mm² , grey | 861300 | PTLVS: Terminal blocks and accessories | 861300 | 0%
NSYTRV952BB | Screw terminal, Feed Through, 2 points, lug-lug, 95mm², grey | 514800 | PTLVS: Terminal blocks and accessories | 514800 | 0%
NSYTRV952BC | Screw terminal, Feed Through, 2 points, lug-connector, 95mm², grey | 831600 | PTLVS: Terminal blocks and accessories | 831600 | 0%
NT06H13D2 | NT 630A H1 3P D/O MLOGIC 2 | 121049500 | PTCCB, PTACB: Compact NSX, Compact NS, Masterpact NT, NW <= 1000A, INS, ATNSX & ATS <=1000A, Vigirex - Accessories | 121049500 | 0%
NT06H13F2 | NT 630A H1 3P FIX MLOGIC 2 | 87208000 | PTCCB, PTACB: Compact NSX, Compact NS, Masterpact NT, NW <= 1000A, INS, ATNSX & ATS <=1000A, Vigirex - Accessories | 87208000 | 0%
NT06H14D2 | NT 630A H1 4P D/O MLOGIC 2 | 144478400 | PTCCB, PTACB: Compact NSX, Compact NS, Masterpact NT, NW <= 1000A, INS, ATNSX & ATS <=1000A, Vigirex - Accessories | 144478400 | 0%
NT06H14F2 | NT 630A H1 4P FIX MLOGIC 2 | 104778300 | PTCCB, PTACB: Compact NSX, Compact NS, Masterpact NT, NW <= 1000A, INS, ATNSX & ATS <=1000A, Vigirex - Accessories | 104778300 | 0%
NT06H23D2 | NT 630A H2 3P D/O MLOGIC 2 | 125605700 | PTCCB, PTACB: Compact NSX, Compact NS, Masterpact NT, NW <= 1000A, INS, ATNSX & ATS <=1000A, Vigirex - Accessories | 125605700 | 0%
NT06H23F2 | NT 630A H2 3P FIX MLOGIC 2 | 92075500 | PTCCB, PTACB: Compact NSX, Compact NS, Masterpact NT, NW <= 1000A, INS, ATNSX & ATS <=1000A, Vigirex - Accessories | 92075500 | 0%
NT06H24D2 | NT06 H2 4P DRAWOUT MIcrologic 2.0A | 148694700 | PTCCB, PTACB: Compact NSX, Compact NS, Masterpact NT, NW <= 1000A, INS, ATNSX & ATS <=1000A, Vigirex - Accessories | 148694700 | 0%
NT06H24F2 | NT 630A H2 4P FIX MLOGIC 2 | 107798900 | PTCCB, PTACB: Compact NSX, Compact NS, Masterpact NT, NW <= 1000A, INS, ATNSX & ATS <=1000A, Vigirex - Accessories | 107798900 | 0%
NT08H13D2 | NT 800A H1 3P D/O MLOGIC 2 | 127558200 | PTCCB, PTACB: Compact NSX, Compact NS, Masterpact NT, NW <= 1000A, INS, ATNSX & ATS <=1000A, Vigirex - Accessories | 127558200 | 0%
NT08H13F2 | NT 800A H1 3P FIX MLOGIC 2 | 95016900 | PTCCB, PTACB: Compact NSX, Compact NS, Masterpact NT, NW <= 1000A, INS, ATNSX & ATS <=1000A, Vigirex - Accessories | 95016900 | 0%
NT08H14D2 | NT 800A H1 4P D/O MLOGIC 2 | 152287300 | PTCCB, PTACB: Compact NSX, Compact NS, Masterpact NT, NW <= 1000A, INS, ATNSX & ATS <=1000A, Vigirex - Accessories | 152287300 | 0%
NT08H14F2 | NT 800A H1 4P FIX MLOGIC 2 | 115841000 | PTCCB, PTACB: Compact NSX, Compact NS, Masterpact NT, NW <= 1000A, INS, ATNSX & ATS <=1000A, Vigirex - Accessories | 115841000 | 0%
NT08H23D2 | NT 800A H2 3P D/O MLOGIC 2 | 134092200 | PTCCB, PTACB: Compact NSX, Compact NS, Masterpact NT, NW <= 1000A, INS, ATNSX & ATS <=1000A, Vigirex - Accessories | 134092200 | 0%
NT08H23F2 | NT 800A H2 3P FIX MLOGIC 2 | 99522500 | PTCCB, PTACB: Compact NSX, Compact NS, Masterpact NT, NW <= 1000A, INS, ATNSX & ATS <=1000A, Vigirex - Accessories | 99522500 | 0%
NT08H24D2 | NT 800A H2 4P D/O MLOGIC 2 | 157988600 | PTCCB, PTACB: Compact NSX, Compact NS, Masterpact NT, NW <= 1000A, INS, ATNSX & ATS <=1000A, Vigirex - Accessories | 157988600 | 0%
NT08H24F2 | NT 800A H2 4P FIX MLOGIC 2 | 118316000 | PTCCB, PTACB: Compact NSX, Compact NS, Masterpact NT, NW <= 1000A, INS, ATNSX & ATS <=1000A, Vigirex - Accessories | 118316000 | 0%
NT10H13D2 | NT 1000A H1 3P D/O MLOGIC 2 | 134065800 | PTCCB, PTACB: Compact NSX, Compact NS, Masterpact NT, NW <= 1000A, INS, ATNSX & ATS <=1000A, Vigirex - Accessories | 134065800 | 0%
NT10H13F2 | NT 1000A H1 3P FIX MLOGIC 2 | 100222100 | PTCCB, PTACB: Compact NSX, Compact NS, Masterpact NT, NW <= 1000A, INS, ATNSX & ATS <=1000A, Vigirex - Accessories | 100222100 | 0%
NT10H14D2 | NT 1000A H1 4P D/O MLOGIC 2 | 162698800 | PTCCB, PTACB: Compact NSX, Compact NS, Masterpact NT, NW <= 1000A, INS, ATNSX & ATS <=1000A, Vigirex - Accessories | 162698800 | 0%
NT10H14F2 | NT 1000A H1 4P FIX MLOGIC 2 | 122350800 | PTCCB, PTACB: Compact NSX, Compact NS, Masterpact NT, NW <= 1000A, INS, ATNSX & ATS <=1000A, Vigirex - Accessories | 122350800 | 0%
NT10H23D2 | NT 1000A H2 3P D/O MLOGIC2 | 143386100 | PTCCB, PTACB: Compact NSX, Compact NS, Masterpact NT, NW <= 1000A, INS, ATNSX & ATS <=1000A, Vigirex - Accessories | 143386100 | 0%
NT10H23F2 | NT 1000A H2 3P FIX MLOGIC 2 | 103052400 | PTCCB, PTACB: Compact NSX, Compact NS, Masterpact NT, NW <= 1000A, INS, ATNSX & ATS <=1000A, Vigirex - Accessories | 103052400 | 0%
NT10H24D2 | NT 1000A H2 4P D/O MLOGIC 2 | 166604900 | PTCCB, PTACB: Compact NSX, Compact NS, Masterpact NT, NW <= 1000A, INS, ATNSX & ATS <=1000A, Vigirex - Accessories | 166604900 | 0%
NT10H24F2 | NT 1000A H2 4P FIX MLOGIC 2 | 124953400 | PTCCB, PTACB: Compact NSX, Compact NS, Masterpact NT, NW <= 1000A, INS, ATNSX & ATS <=1000A, Vigirex - Accessories | 124953400 | 0%
NT12H13D2 | NT 1250A H1 3P D/O MLOGIC 2 | 153657900 | PTCCB, PTACB: Compact NS> 1000A, Masterpact NT, NW > 1000A and ATS >1000A | 153657900 | 0%
NT12H13F2 | NT 1250A H1 3P FIX MLOGIC 2 | 113504600 | PTCCB, PTACB: Compact NS> 1000A, Masterpact NT, NW > 1000A and ATS >1000A | 113504600 | 0%
NT12H14D2 | NT 1250A H1 4P D/O MLOGIC 2 | 182441600 | PTCCB, PTACB: Compact NS> 1000A, Masterpact NT, NW > 1000A and ATS >1000A | 182441600 | 0%
NT12H14F2 | NT 1250A H1 4P FIX MLOGIC 2 | 139119200 | PTCCB, PTACB: Compact NS> 1000A, Masterpact NT, NW > 1000A and ATS >1000A | 139119200 | 0%
NT12H23D2 | NT 1250A H2 3P D/O MLOGIC 2 | 159736500 | PTCCB, PTACB: Compact NS> 1000A, Masterpact NT, NW > 1000A and ATS >1000A | 159736500 | 0%
NT12H23F2 | NT 1250A H2 3P FIX MLOGIC 2 | 116422900 | PTCCB, PTACB: Compact NS> 1000A, Masterpact NT, NW > 1000A and ATS >1000A | 116422900 | 0%
NT12H24D2 | NT 1250A H2 4P D/O MLOGIC 2 | 186819600 | PTCCB, PTACB: Compact NS> 1000A, Masterpact NT, NW > 1000A and ATS >1000A | 186819600 | 0%
NT12H24F2 | NT 1250A H2 4P FIX MLOGIC 2 | 141753700 | PTCCB, PTACB: Compact NS> 1000A, Masterpact NT, NW > 1000A and ATS >1000A | 141753700 | 0%
NT16H13D2 | NT 1600A H1 3P D/O MLOGIC 2 | 174409400 | PTCCB, PTACB: Compact NS> 1000A, Masterpact NT, NW > 1000A and ATS >1000A | 174409400 | 0%
NT16H13F2 | NT 1600A H1 3P FIX MLOGIC 2 | 125081000 | PTCCB, PTACB: Compact NS> 1000A, Masterpact NT, NW > 1000A and ATS >1000A | 125081000 | 0%
NT16H14D2 | NT 1600A H1 4P D/O MLOGIC 2 | 214093000 | PTCCB, PTACB: Compact NS> 1000A, Masterpact NT, NW > 1000A and ATS >1000A | 214093000 | 0%
NT16H14F2 | NT 1600A H1 4P FIX MLOGIC 2 | 160384400 | PTCCB, PTACB: Compact NS> 1000A, Masterpact NT, NW > 1000A and ATS >1000A | 160384400 | 0%
NT16H23D2 | NT 1600A H2 3P D/O MLOGIC 2 | 178245100 | PTCCB, PTACB: Compact NS> 1000A, Masterpact NT, NW > 1000A and ATS >1000A | 178245100 | 0%
NT16H23F2 | NT 1600A H2 3P FIX MLOGIC 2 | 128232500 | PTCCB, PTACB: Compact NS> 1000A, Masterpact NT, NW > 1000A and ATS >1000A | 128232500 | 0%
NT16H24D2 | NT 1600A H2 4P D/O MLOGIC 2 | 219909800 | PTCCB, PTACB: Compact NS> 1000A, Masterpact NT, NW > 1000A and ATS >1000A | 219909800 | 0%
NT16H24F2 | NT 1600A H2 4P FIX MLOGIC 2 | 163464400 | PTCCB, PTACB: Compact NS> 1000A, Masterpact NT, NW > 1000A and ATS >1000A | 163464400 | 0%
NW08H13D2 | NW 800A H1 3P D/O MLOGIC2 | 135317600 | PTCCB, PTACB: Compact NSX, Compact NS, Masterpact NT, NW <= 1000A, INS, ATNSX & ATS <=1000A, Vigirex - Accessories | 135317600 | 0%
NW08H13F2 | NW 800A H1 3P FIX MLOGIC 2 | 98015500 | PTCCB, PTACB: Compact NSX, Compact NS, Masterpact NT, NW <= 1000A, INS, ATNSX & ATS <=1000A, Vigirex - Accessories | 98015500 | 0%
NW08H14D2 | NW 800A H1 4P D/O MLOGIC 2 | 162504100 | PTCCB, PTACB: Compact NSX, Compact NS, Masterpact NT, NW <= 1000A, INS, ATNSX & ATS <=1000A, Vigirex - Accessories | 162504100 | 0%
NW08H14F2 | NW 800A H1 4P FIX MLOGIC 2 | 120144200 | PTCCB, PTACB: Compact NSX, Compact NS, Masterpact NT, NW <= 1000A, INS, ATNSX & ATS <=1000A, Vigirex - Accessories | 120144200 | 0%
NW08H23D2 | NW 800A H2 3P D/O MLOGIC2.0 | 174047500 | PTCCB, PTACB: Compact NSX, Compact NS, Masterpact NT, NW <= 1000A, INS, ATNSX & ATS <=1000A, Vigirex - Accessories | 174047500 | 0%
NW08H23F2 | NW 800A H2 3P FIX MLOGIC 2 | 115695800 | PTCCB, PTACB: Compact NSX, Compact NS, Masterpact NT, NW <= 1000A, INS, ATNSX & ATS <=1000A, Vigirex - Accessories | 115695800 | 0%
NW08H24D2 | NW 800A H2 4P D/O MLOGIC2.0 | 208931800 | PTCCB, PTACB: Compact NSX, Compact NS, Masterpact NT, NW <= 1000A, INS, ATNSX & ATS <=1000A, Vigirex - Accessories | 208931800 | 0%
NW08H24F2 | NW 800A H2 4P FIX MLOGIC 2 | 141641500 | PTCCB, PTACB: Compact NSX, Compact NS, Masterpact NT, NW <= 1000A, INS, ATNSX & ATS <=1000A, Vigirex - Accessories | 141641500 | 0%
NW10H13D2 | NW 1000A H1 3P D/O MLOGIC 2 | 142905400 | PTCCB, PTACB: Compact NSX, Compact NS, Masterpact NT, NW <= 1000A, INS, ATNSX & ATS <=1000A, Vigirex - Accessories | 142905400 | 0%
NW10H13F2 | NW 1000A H1 3P FIX MLOGIC 2 | 102674000 | PTCCB, PTACB: Compact NSX, Compact NS, Masterpact NT, NW <= 1000A, INS, ATNSX & ATS <=1000A, Vigirex - Accessories | 102674000 | 0%
NW10H14D2 | NW 1000A H1 4P D/O MLOGIC 2 | 166936000 | PTCCB, PTACB: Compact NSX, Compact NS, Masterpact NT, NW <= 1000A, INS, ATNSX & ATS <=1000A, Vigirex - Accessories | 166936000 | 0%
NW10H14F2 | NW 1000A H1 4P FIX MLOGIC 2 | 126465900 | PTCCB, PTACB: Compact NSX, Compact NS, Masterpact NT, NW <= 1000A, INS, ATNSX & ATS <=1000A, Vigirex - Accessories | 126465900 | 0%
NW10H23D2 | NW 1000A H2 3P MLOGIC 2 | 184065200 | PTCCB, PTACB: Compact NSX, Compact NS, Masterpact NT, NW <= 1000A, INS, ATNSX & ATS <=1000A, Vigirex - Accessories | 184065200 | 0%
NW10H23F2 | NW 1000A H2 3P FIX MLOGIC 2. | 122271600 | PTCCB, PTACB: Compact NSX, Compact NS, Masterpact NT, NW <= 1000A, INS, ATNSX & ATS <=1000A, Vigirex - Accessories | 122271600 | 0%
NW10H24D2 | NW 1000A H2 4P D/O MLOGIC2 | 218398400 | PTCCB, PTACB: Compact NSX, Compact NS, Masterpact NT, NW <= 1000A, INS, ATNSX & ATS <=1000A, Vigirex - Accessories | 218398400 | 0%
NW10H24F2 | NW 1000A H2 4P FIX MLOGIC2 | 153024300 | PTCCB, PTACB: Compact NSX, Compact NS, Masterpact NT, NW <= 1000A, INS, ATNSX & ATS <=1000A, Vigirex - Accessories | 153024300 | 0%
NW12H13D2 | NW 1250A H1 3P D/O MLOGIC 2 | 160823300 | PTCCB, PTACB: Compact NS> 1000A, Masterpact NT, NW > 1000A and ATS >1000A | 160823300 | 0%
NW12H13F2 | NW 1250A H1 3P FIX MLOGIC 2 | 116096200 | PTCCB, PTACB: Compact NS> 1000A, Masterpact NT, NW > 1000A and ATS >1000A | 116096200 | 0%
NW12H14D2 | NW 1250A H1 4P D/O MLOGIC 2 | 185144300 | PTCCB, PTACB: Compact NS> 1000A, Masterpact NT, NW > 1000A and ATS >1000A | 185144300 | 0%
NW12H14F2 | NW 1250A H1 4P FIX MLOGIC 2 | 144336500 | PTCCB, PTACB: Compact NS> 1000A, Masterpact NT, NW > 1000A and ATS >1000A | 144336500 | 0%
NW12H23D2 | NW 1250A H2 3P | 199735800 | PTCCB, PTACB: Compact NS> 1000A, Masterpact NT, NW > 1000A and ATS >1000A | 199735800 | 0%
NW12H23F2 | MG ACB NW12H2 2.0A FIX 3P | 139113700 | PTCCB, PTACB: Compact NS> 1000A, Masterpact NT, NW > 1000A and ATS >1000A | 139113700 | 0%
NW12H24D2 | NW 1250A H2 4P D/O MLOGIC 2 | 244315500 | PTCCB, PTACB: Compact NS> 1000A, Masterpact NT, NW > 1000A and ATS >1000A | 244315500 | 0%
NW12H24F2 | NW 1250A H2 4P FIX MLOGIC 2 | 169930200 | PTCCB, PTACB: Compact NS> 1000A, Masterpact NT, NW > 1000A and ATS >1000A | 169930200 | 0%
NW16H13D2 | NW 1600A H1 3P D/O MLOGIC 2 | 183110400 | PTCCB, PTACB: Compact NS> 1000A, Masterpact NT, NW > 1000A and ATS >1000A | 183110400 | 0%
NW16H13F2 | NW 1600A H1 3P FIX MLOGIC 2 | 126467000 | PTCCB, PTACB: Compact NS> 1000A, Masterpact NT, NW > 1000A and ATS >1000A | 126467000 | 0%
NW16H14D2 | NW 1600A H1 4P D/O MLOGIC 2 | 216711000 | PTCCB, PTACB: Compact NS> 1000A, Masterpact NT, NW > 1000A and ATS >1000A | 216711000 | 0%
NW16H14F2 | NW 1600A H1 4P FIX MLOGIC 2 | 166049400 | PTCCB, PTACB: Compact NS> 1000A, Masterpact NT, NW > 1000A and ATS >1000A | 166049400 | 0%
NW16H23D2 | NW 1600A H2 3P D/O MLOGIC2 | 228437000 | PTCCB, PTACB: Compact NS> 1000A, Masterpact NT, NW > 1000A and ATS >1000A | 228437000 | 0%
NW16H23F2 | NW 1600A H2 3P FIX MLOGIC2. | 160366800 | PTCCB, PTACB: Compact NS> 1000A, Masterpact NT, NW > 1000A and ATS >1000A | 160366800 | 0%
NW16H24D2 | NW 1600A H2 4P D/O MLOGIC2 | 276870000 | PTCCB, PTACB: Compact NS> 1000A, Masterpact NT, NW > 1000A and ATS >1000A | 276870000 | 0%
NW16H24F2 | NW 1600A H2 4P FIX MLOGIC 2 | 195996900 | PTCCB, PTACB: Compact NS> 1000A, Masterpact NT, NW > 1000A and ATS >1000A | 195996900 | 0%
NW20H13D2 | NW 2000A H1 3P D/O MLOGIC 2A | 202406600 | PTCCB, PTACB: Compact NS> 1000A, Masterpact NT, NW > 1000A and ATS >1000A | 202406600 | 0%
NW20H13F2 | NW 2000A H1 3P FIX MLOGIC 2 | 141274100 | PTCCB, PTACB: Compact NS> 1000A, Masterpact NT, NW > 1000A and ATS >1000A | 141274100 | 0%
NW20H14D2 | NW 2000A H1 4P D/O MLOGIC 2 | 246611200 | PTCCB, PTACB: Compact NS> 1000A, Masterpact NT, NW > 1000A and ATS >1000A | 246611200 | 0%
NW20H14F2 | NW 2000A H1 4P FIX MLOGIC 2 | 186467600 | PTCCB, PTACB: Compact NS> 1000A, Masterpact NT, NW > 1000A and ATS >1000A | 186467600 | 0%
NW20H23D2 | NW 2000A H2 3P D/O MLOGIC2 | 272030000 | PTCCB, PTACB: Compact NS> 1000A, Masterpact NT, NW > 1000A and ATS >1000A | 272030000 | 0%
NW20H23F2 | NW 2000A H2 3P FIX MLOGIC2 | 181718900 | PTCCB, PTACB: Compact NS> 1000A, Masterpact NT, NW > 1000A and ATS >1000A | 181718900 | 0%
NW20H24D2 | NW 2000A H2 4P D/O MLOGIC2 | 319613800 | PTCCB, PTACB: Compact NS> 1000A, Masterpact NT, NW > 1000A and ATS >1000A | 319613800 | 0%
NW20H24F2 | NW 2000A H2 4P FIX MLOGIC2. | 237758400 | PTCCB, PTACB: Compact NS> 1000A, Masterpact NT, NW > 1000A and ATS >1000A | 237758400 | 0%
NW25H13D2 | NW 2500A H1 3P D/O MLOGIC 2 | 253620400 | PTCCB, PTACB: Compact NS> 1000A, Masterpact NT, NW > 1000A and ATS >1000A | 253620400 | 0%
NW25H13F2 | NW 2500A H1 3P FIX MLOGIC 2 | 194758300 | PTCCB, PTACB: Compact NS> 1000A, Masterpact NT, NW > 1000A and ATS >1000A | 194758300 | 0%
NW25H14D2 | NW 2500A H1 4P D/O MLOGIC 2 | 310508000 | PTCCB, PTACB: Compact NS> 1000A, Masterpact NT, NW > 1000A and ATS >1000A | 310508000 | 0%
NW25H14F2 | NW 2500A H1 4P FIX MLOGIC 2 | 246891700 | PTCCB, PTACB: Compact NS> 1000A, Masterpact NT, NW > 1000A and ATS >1000A | 246891700 | 0%
NW25H23D2 | NW 2500A H2 3P D/O MLOGIC 2 | 327750500 | PTCCB, PTACB: Compact NS> 1000A, Masterpact NT, NW > 1000A and ATS >1000A | 327750500 | 0%
NW25H23F2 | ACB NW25H2 2.0A FIX 3P | 234411100 | PTCCB, PTACB: Compact NS> 1000A, Masterpact NT, NW > 1000A and ATS >1000A | 234411100 | 0%
NW25H24D2 | NW 2500A H2 4P D/O MLOGIC 2 | 399653100 | PTCCB, PTACB: Compact NS> 1000A, Masterpact NT, NW > 1000A and ATS >1000A | 399653100 | 0%
NW25H24F2 | NW 2500A H2 4P FIX MLOGIC 2. | 304785800 | PTCCB, PTACB: Compact NS> 1000A, Masterpact NT, NW > 1000A and ATS >1000A | 304785800 | 0%
NW32H13D2 | NW 3200A H1 3P D/O MLOGIC 2 | 326612000 | PTCCB, PTACB: Compact NS> 1000A, Masterpact NT, NW > 1000A and ATS >1000A | 326612000 | 0%
NW32H13F2 | NW 3200A H1 3P FIX MLOGIC 2 | 231882200 | PTCCB, PTACB: Compact NS> 1000A, Masterpact NT, NW > 1000A and ATS >1000A | 231882200 | 0%
NW32H14D2 | NW 3200A H1 4P D/O MLOGIC 2 | 387242900 | PTCCB, PTACB: Compact NS> 1000A, Masterpact NT, NW > 1000A and ATS >1000A | 387242900 | 0%
NW32H14F2 | NW 3200A H1 4P FIX MLOGIC 2 | 289609100 | PTCCB, PTACB: Compact NS> 1000A, Masterpact NT, NW > 1000A and ATS >1000A | 289609100 | 0%
NW32H23D2 | NW 3200A H2 3P D/O MLOGIC2 | 421724600 | PTCCB, PTACB: Compact NS> 1000A, Masterpact NT, NW > 1000A and ATS >1000A | 421724600 | 0%
NW32H23F2 | NW 3200A H2 3P FIX MLOGIC 2. | 282892500 | PTCCB, PTACB: Compact NS> 1000A, Masterpact NT, NW > 1000A and ATS >1000A | 282892500 | 0%
NW32H24D2 | NW 3200A H2 4P D/O MLOGIC2 | 506695200 | PTCCB, PTACB: Compact NS> 1000A, Masterpact NT, NW > 1000A and ATS >1000A | 506695200 | 0%
NW32H24F2 | NW 3200A H2 4P FIX MLOGIC 2. | 353334300 | PTCCB, PTACB: Compact NS> 1000A, Masterpact NT, NW > 1000A and ATS >1000A | 353334300 | 0%
NW40H13D2 | NW 4000A H1 3P D/O MLOGIC 2 | 459569000 | PTCCB, PTACB: Compact NS> 1000A, Masterpact NT, NW > 1000A and ATS >1000A | 459569000 | 0%
NW40H13F2 | NW 4000A H1 3P FIX MLOGIC 2 | 352567600 | PTCCB, PTACB: Compact NS> 1000A, Masterpact NT, NW > 1000A and ATS >1000A | 352567600 | 0%
NW40H14D2 | NW 4000A H1 4P D/O MLOGIC 2 | 569094900 | PTCCB, PTACB: Compact NS> 1000A, Masterpact NT, NW > 1000A and ATS >1000A | 569094900 | 0%
NW40H14F2 | NW 4000A H1 4P FIX MLOGIC 2 | 441619200 | PTCCB, PTACB: Compact NS> 1000A, Masterpact NT, NW > 1000A and ATS >1000A | 441619200 | 0%
NW40H23D2 | MG ACB NW40H2 2.0A DRAWOUT 3P | 572397100 | PTCCB, PTACB: Compact NS> 1000A, Masterpact NT, NW > 1000A and ATS >1000A | 572397100 | 0%
NW40H23F2 | NW 4000A H2 3P FIX MLOGIC 2 | 421968800 | PTCCB, PTACB: Compact NS> 1000A, Masterpact NT, NW > 1000A and ATS >1000A | 421968800 | 0%
NW40H24D2 | NW 4000A H2 4P D/O MLOGIC2 | 693746900 | PTCCB, PTACB: Compact NS> 1000A, Masterpact NT, NW > 1000A and ATS >1000A | 693746900 | 0%
NW40H24F2 | NW 4000A H2 4P FIX MLOGIC2 | 545074200 | PTCCB, PTACB: Compact NS> 1000A, Masterpact NT, NW > 1000A and ATS >1000A | 545074200 | 0%
NW4BH13D2 | NW 4000A-B H1 3P D/O MLOGIC 2 | 625643700 | PTCCB, PTACB: Compact NS> 1000A, Masterpact NT, NW > 1000A and ATS >1000A | 625643700 | 0%
NW4BH13F2 | NW 4000A-B H1 3P FIX MLOGIC 2 | 468763900 | PTCCB, PTACB: Compact NS> 1000A, Masterpact NT, NW > 1000A and ATS >1000A | 468763900 | 0%
NW4BH14D2 | NW 4000A-B H1 4P D/O MLOGIC 2 | 817532100 | PTCCB, PTACB: Compact NS> 1000A, Masterpact NT, NW > 1000A and ATS >1000A | 817532100 | 0%
NW4BH14F2 | NW 4000A-B H1 4P FIX MLOGIC 2 | 579330400 | PTCCB, PTACB: Compact NS> 1000A, Masterpact NT, NW > 1000A and ATS >1000A | 579330400 | 0%
NW4BH23D2 | NW 4000A-B H2 3P D/O MLOGIC 2 | 771153900 | PTCCB, PTACB: Compact NS> 1000A, Masterpact NT, NW > 1000A and ATS >1000A | 771153900 | 0%
NW4BH23F2 | NW 4000A-B H2 3P FIX MLOGIC 2 | 543143700 | PTCCB, PTACB: Compact NS> 1000A, Masterpact NT, NW > 1000A and ATS >1000A | 543143700 | 0%
NW4BH24D2 | NW 4000A-B H2 4P D/O MLOGIC 2 | 944079400 | PTCCB, PTACB: Compact NS> 1000A, Masterpact NT, NW > 1000A and ATS >1000A | 944079400 | 0%
NW4BH24F2 | NW 4000A-B H2 4P FIX MLOGIC 2 | 729602500 | PTCCB, PTACB: Compact NS> 1000A, Masterpact NT, NW > 1000A and ATS >1000A | 729602500 | 0%
NW50H13D2 | NW 5000A H1 3P D/O MLOGIC 2 | 781229900 | PTCCB, PTACB: Compact NS> 1000A, Masterpact NT, NW > 1000A and ATS >1000A | 781229900 | 0%
NW50H13F2 | NW 5000A H1 3P FIX MLOGIC 2 | 608467200 | PTCCB, PTACB: Compact NS> 1000A, Masterpact NT, NW > 1000A and ATS >1000A | 608467200 | 0%
NW50H14D2 | NW 5000A H1 4P D/O MLOGIC 2 | 1017150200 | PTCCB, PTACB: Compact NS> 1000A, Masterpact NT, NW > 1000A and ATS >1000A | 1017150200 | 0%
NW50H14F2 | NW 5000A H1 4P FIX MLOGIC 2 | 751748800 | PTCCB, PTACB: Compact NS> 1000A, Masterpact NT, NW > 1000A and ATS >1000A | 751748800 | 0%
NW50H23D2 | NW 5000A H2 3P D/O MLOGIC 2 | 963210600 | PTCCB, PTACB: Compact NS> 1000A, Masterpact NT, NW > 1000A and ATS >1000A | 963210600 | 0%
NW50H23F2 | NW 5000A H2 3P FIX MLOGIC 2 | 701275300 | PTCCB, PTACB: Compact NS> 1000A, Masterpact NT, NW > 1000A and ATS >1000A | 701275300 | 0%
NW50H24D2 | NW 5000A H2 4P D/O MLOGIC 2 | 1167408000 | PTCCB, PTACB: Compact NS> 1000A, Masterpact NT, NW > 1000A and ATS >1000A | 1167408000 | 0%
NW50H24F2 | NW 5000A H2 4P FIX MLOGIC 2 | 941767200 | PTCCB, PTACB: Compact NS> 1000A, Masterpact NT, NW > 1000A and ATS >1000A | 941767200 | 0%
NW63H13D2 | NW 6300A H1 3P D/O MLOGIC 2 | 1010231200 | PTCCB, PTACB: Compact NS> 1000A, Masterpact NT, NW > 1000A and ATS >1000A | 1010231200 | 0%
NW63H13F2 | NW 6300A H1 3P FIX MLOGIC 2 | 813450000 | PTCCB, PTACB: Compact NS> 1000A, Masterpact NT, NW > 1000A and ATS >1000A | 813450000 | 0%
NW63H14D2 | NW 6300A H1 4P D/O MLOGIC 2 | 1352777800 | PTCCB, PTACB: Compact NS> 1000A, Masterpact NT, NW > 1000A and ATS >1000A | 1352777800 | 0%
NW63H14F2 | NW 6300A H1 4P FIX MLOGIC 2 | 992080100 | PTCCB, PTACB: Compact NS> 1000A, Masterpact NT, NW > 1000A and ATS >1000A | 992080100 | 0%
NW63H23D2 | NW 6300A H2 3P D/O MLOGIC2 | 1256478300 | PTCCB, PTACB: Compact NS> 1000A, Masterpact NT, NW > 1000A and ATS >1000A | 1256478300 | 0%
NW63H23F2 | NW 6300A H2 3P FIX MLOGIC 2 | 931811100 | PTCCB, PTACB: Compact NS> 1000A, Masterpact NT, NW > 1000A and ATS >1000A | 931811100 | 0%
NW63H24D2 | NW 6300A H2 4P D/O MLOGIC2 | 1494218000 | PTCCB, PTACB: Compact NS> 1000A, Masterpact NT, NW > 1000A and ATS >1000A | 1494218000 | 0%
NW63H24F2 | NW 6300A H2 4P FIX MLOGIC 2 | 1240103700 | PTCCB, PTACB: Compact NS> 1000A, Masterpact NT, NW > 1000A and ATS >1000A | 1240103700 | 0%
15440 | CH HOURS COUNTER DIN 220/240V 50 HZ | 1504800 | PTSOL: Power Meter, CT, Gateway | 1432200 | 5.069%
15443 | CI IMPULSE COUNTER DIN | 2258300 | PTSOL: Power Meter, CT, Gateway | 2150500 | 5.013%
15607 | CH HOURS COUNTER 48X48 24VAC | 806300 | PTSOL: Power Meter, CT, Gateway | 767800 | 5.014%
15608 | CH HOURS COUNTER 48X48 230VAC | 787600 | PTSOL: Power Meter, CT, Gateway | 749100 | 5.14%
15609 | CH HOURS COUNTER 48X48 12/36VDC | 1249600 | PTSOL: Power Meter, CT, Gateway | 1189100 | 5.088%
16003 | AMMETER 72X72 3IN WITHOUT DIAL | 1653300 | PTSOL: Power Meter, CT, Gateway | 1574100 | 5.031%
16004 | AMMETER 72X72 1,3IN WITHOUT DIAL | 1728100 | PTSOL: Power Meter, CT, Gateway | 1645600 | 5.013%
16005 | VOLTMETER 72X72 0-500V | 1910700 | PTSOL: Power Meter, CT, Gateway | 1819400 | 5.018%
16006 | AMMETER DIAL 3IN FOR TC30/5A | 147400 | PTSOL: Power Meter, CT, Gateway | 139700 | 5.512%
16007 | AMMETER DIAL 3IN FOR TC75/5A | 147400 | PTSOL: Power Meter, CT, Gateway | 139700 | 5.512%
16008 | AMMETER DIAL 3IN FOR TC200/5A | 147400 | PTSOL: Power Meter, CT, Gateway | 139700 | 5.512%
16009 | AMMETER DIAL 1,5IN FOR TC50/5A | 147400 | PTSOL: Power Meter, CT, Gateway | 139700 | 5.512%
16010 | AMMETER DIAL 1,5IN FOR TC100/5A | 147400 | PTSOL: Power Meter, CT, Gateway | 139700 | 5.512%
16011 | AMMETER DIAL 1,5IN FOR TC200/5A | 147400 | PTSOL: Power Meter, CT, Gateway | 139700 | 5.512%
16013 | AMMETER DIAL 1,5IN FOR TC600/5A | 147400 | PTSOL: Power Meter, CT, Gateway | 139700 | 5.512%
16014 | AMMETER DIAL 1,5IN FOR TC1000/5A | 147400 | PTSOL: Power Meter, CT, Gateway | 139700 | 5.512%
16016 | AMMETER DIAL 1,5IN FOR TC1500/5A | 147400 | PTSOL: Power Meter, CT, Gateway | 139700 | 5.512%
16073 | AMP 96 X 96 FOR MOTOR FEEDER | 1777600 | PTSOL: Power Meter, CT, Gateway | 1692900 | 5.003%
16074 | AMP 96 X 96 FOR STANDARD FEEDER | 1821600 | PTSOL: Power Meter, CT, Gateway | 1734700 | 5.01%
16075 | VLT 96 X 96 0-500V | 2032800 | PTSOL: Power Meter, CT, Gateway | 1936000 | 5%
16076 | DIAL 3IN TC30/5 | 147400 | PTSOL: Power Meter, CT, Gateway | 139700 | 5.512%
16077 | DIAL 3IN TC75/5 | 147400 | PTSOL: Power Meter, CT, Gateway | 139700 | 5.512%
16078 | DIAL 3IN TC200/5 | 147400 | PTSOL: Power Meter, CT, Gateway | 139700 | 5.512%
16079 | DIAL 1,3IN TC50/5 | 147400 | PTSOL: Power Meter, CT, Gateway | 139700 | 5.512%
16080 | DIAL 1,3IN TC100/5 | 147400 | PTSOL: Power Meter, CT, Gateway | 139700 | 5.512%
16081 | DIAL 1,3IN TC200/5 | 147400 | PTSOL: Power Meter, CT, Gateway | 139700 | 5.512%
16082 | DIAL 1,3IN TC400/5 | 147400 | PTSOL: Power Meter, CT, Gateway | 139700 | 5.512%
16083 | DIAL 1,3IN TC600/5 | 147400 | PTSOL: Power Meter, CT, Gateway | 139700 | 5.512%
16084 | DIAL 1,3IN TC1000/5 | 147400 | PTSOL: Power Meter, CT, Gateway | 139700 | 5.512%
16085 | DIAL 1,3IN TC1250/5 | 147400 | PTSOL: Power Meter, CT, Gateway | 139700 | 5.512%
16086 | DIAL 1,3IN TC1500/5 | 147400 | PTSOL: Power Meter, CT, Gateway | 139700 | 5.512%
16087 | DIAL 1,3IN TC2000/5 | 147400 | PTSOL: Power Meter, CT, Gateway | 139700 | 5.512%
16088 | DIAL 1,3IN TC2500/5 | 147400 | PTSOL: Power Meter, CT, Gateway | 139700 | 5.512%
16090 | DIAL 1,3IN TC4000/5 | 147400 | PTSOL: Power Meter, CT, Gateway | 139700 | 5.512%
A9MEM3100 | TRIPHASE KWH METER 63A | 9048600 | PTSOL: Power Meter, CT, Gateway | 8617400 | 5.004%
A9MEM3110 | TRIPHASE KWH METER 63A PULSE MID | 9057400 | PTSOL: Power Meter, CT, Gateway | 8625100 | 5.012%
A9MEM3115 | TRIPHASE KWH METER 63A MULTI-TARIFF MID | 9983600 | PTSOL: Power Meter, CT, Gateway | 9507300 | 5.01%
A9MEM3135 | Triphase kWh meter 63A MBus MID | 12279300 | PTSOL: Power Meter, CT, Gateway | 11694100 | 5.004%
A9MEM3150 | TRIPHASE KWH METER 63A MODBUS | 9891200 | PTSOL: Power Meter, CT, Gateway | 9419300 | 5.01%
A9MEM3155 | TRIPHASE KWH METER 63A MODBUS MID | 10528100 | PTSOL: Power Meter, CT, Gateway | 10026500 | 5.003%
A9MEM3165 | Triphase kWh meter 63A BACnet MID | 12497100 | PTSOL: Power Meter, CT, Gateway | 11902000 | 5%
A9MEM3175 | Triphase kWh meter 63A LON MID | 13731300 | PTSOL: Power Meter, CT, Gateway | 13076800 | 5.005%
A9MEM3200 | TRIPHASE KWH METER CT | 8064100 | PTSOL: Power Meter, CT, Gateway | 7679100 | 5.014%
A9MEM3210 | TRIPHASE KWH METER CT PULSE MID | 8071800 | PTSOL: Power Meter, CT, Gateway | 7686800 | 5.009%
A9MEM3215 | TRIPHASE KWH METER CT MULTI-TARIFF MID | 9192700 | PTSOL: Power Meter, CT, Gateway | 8754900 | 5.001%
A9MEM3235 | Triphase kWh meter CT MBus MID | 11425700 | PTSOL: Power Meter, CT, Gateway | 10881200 | 5.004%
A9MEM3250 | TRIPHASE KWH METER CT MODBUS | 9104700 | PTSOL: Power Meter, CT, Gateway | 8670200 | 5.011%
A9MEM3255 | TRIPHASE KWH METER CT MODBUS MID | 9739400 | PTSOL: Power Meter, CT, Gateway | 9275200 | 5.005%
A9MEM3265 | Triphase kWh meter CT BACnet MID | 11646800 | PTSOL: Power Meter, CT, Gateway | 11091300 | 5.008%
A9MEM3275 | Triphase kWh meter CT LON MID | 12882100 | PTSOL: Power Meter, CT, Gateway | 12268300 | 5.003%
A9MEM3300 | TRIPHASE KWH METER 125A | 11932800 | PTSOL: Power Meter, CT, Gateway | 11364100 | 5.004%
A9MEM3310 | TRIPHASE KWH METER 125A PULSE MID | 11937200 | PTSOL: Power Meter, CT, Gateway | 11368500 | 5.002%
A9MEM3335 | Triphase kWh meter 125A MBus MID | 14467200 | PTSOL: Power Meter, CT, Gateway | 13777500 | 5.006%
A9MEM3350 | TRIPHASE KWH METER 125A MODBUS | 12654400 | PTSOL: Power Meter, CT, Gateway | 12051600 | 5.002%
A9MEM3355 | Triphase kWh meter 125A Modbus MID | 13167000 | PTSOL: Power Meter, CT, Gateway | 12540000 | 5%
A9MEM3365 | Triphase kWh meter 125A BACnet MID | 14878600 | PTSOL: Power Meter, CT, Gateway | 14169100 | 5.007%
A9MEM3375 | Triphase kWh meter 125A LON MID | 15999500 | PTSOL: Power Meter, CT, Gateway | 15237200 | 5.003%
EBX210 | COMX210 ENTHERNET DATA LOGGER | 55365200 | PTSOL: Power Meter, CT, Gateway | 52728500 | 5.001%
EBX510 | COMX510 ENERGY SERVER | 66185900 | PTSOL: Power Meter, CT, Gateway | 63033300 | 5.001%
EGX150 | Ethernet Gateway Link150 | 32026500 | PTSOL: Power Meter, CT, Gateway | 30500800 | 5.002%
IMD-IM10 | VIGILOHM INSULATION MONITOR IM10 | 24134000 | PTSOL: Power Meter, CT, Gateway | 22984500 | 5.001%
IMD-IM10-H | VIGILOHM INSULATION MONITOR IM10 FOR HOS | 23931600 | PTSOL: Power Meter, CT, Gateway | 22792000 | 5%
IMD-IM20 | VIGILOHM INSULATION MONITOR IM20 | 24557500 | PTSOL: Power Meter, CT, Gateway | 23387100 | 5.004%
IMD-IM20-1700 | VIGILOHM HV 1,7KV SUBASSEMBLY FOR IM20 | 8303900 | PTSOL: Power Meter, CT, Gateway | 7907900 | 5.008%
IMD-IM20-H | VIGILOHM INSULATION MONITOR IM20 FOR HOS | 27132600 | PTSOL: Power Meter, CT, Gateway | 25840100 | 5.002%
IMD-IM400 | VIGILOHM INSULATION MONITOR IM400 | 47968800 | PTSOL: Power Meter, CT, Gateway | 45684100 | 5.001%
IMD-IM400-1700 | VIGILOHM HV 1,7KV FOR IM400 | 8703200 | PTSOL: Power Meter, CT, Gateway | 8288500 | 5.003%
IMD-IM9 | VIGILOHM INSULATION MONITOR IM9 | 12093400 | PTSOL: Power Meter, CT, Gateway | 11517000 | 5.005%
IMD-IM9-OL | VIGILOHM INSULATION MONITOR IM9 MOTOR OF | 13021800 | PTSOL: Power Meter, CT, Gateway | 12401400 | 5.003%
M7550A0C0B5A0A0C | MG 7550-I/5M/512S-5A-P240-50-SCOM-TROP P | 169021600 | PTSOL: Advance Meter | 160972900 | 5%
M7550A0C0B5E0A0C | 7550-I/5M/512S-5A-P240-50-ETH-TR PML 755 | 192578100 | PTSOL: Advance Meter | 183407400 | 5%
M7550A0E0B1A0A0C | 7550-I/5M/512S-5A-P240-50-ETH-TR PML 755 | 169021600 | PTSOL: Advance Meter | 160972900 | 5%
M7550A0E0B5E0A0C | MG 7550-I/5M/512S-1A-P240-50-ETH PML 755 | 192578100 | PTSOL: Advance Meter | 183407400 | 5%
METCOEM1250 | LCD PWR&ENERGY METER 5AMPS CL 0.5 RS485 | 6622000 | PTSOL: Power Meter, CT, Gateway | 6306300 | 5.006%
METSECAB10 | PM8000 RMD CABLE CAT 5E UTP 10M | 4562800 | PTSOL: Advance Meter | 4345000 | 5.013%
METSECT5CC004 | CT tropi. DIN 40 5 cables d. 21 | 1241900 | PTSOL: Power Meter, CT, Gateway | 1182500 | 5.023%
METSECT5CC005 | CT tropi. DIN 50 5 cables d. 21 | 1241900 | PTSOL: Power Meter, CT, Gateway | 1182500 | 5.023%
METSECT5CC006 | CT tropi. DIN 60 5 cables d. 21 | 1325500 | PTSOL: Power Meter, CT, Gateway | 1261700 | 5.057%
METSECT5CC008 | CT tropi. DIN 75 5 cables d. 21 | 1325500 | PTSOL: Power Meter, CT, Gateway | 1261700 | 5.057%
METSECT5CC010 | CT tropi. DIN 100 5 cables d. 21 | 706200 | PTSOL: Power Meter, CT, Gateway | 672100 | 5.074%
METSECT5CC013 | CT tropi. DIN 125 5 cables d. 21 | 1408000 | PTSOL: Power Meter, CT, Gateway | 1340900 | 5.004%
METSECT5CC015 | CT tropi. DIN 150 5 cables d. 21 | 1408000 | PTSOL: Power Meter, CT, Gateway | 1340900 | 5.004%
METSECT5CC020 | CT tropi. DIN 200 5 cables d. 21 | 1491600 | PTSOL: Power Meter, CT, Gateway | 1420100 | 5.035%
METSECT5CC025 | CT tropi. DIN 250 5 cables d. 21 | 1491600 | PTSOL: Power Meter, CT, Gateway | 1420100 | 5.035%
METSECT5DA040 | CT tropi. 400 5 dual out. bars 32x65 | 3106400 | PTSOL: Power Meter, CT, Gateway | 2957900 | 5.02%
METSECT5DA050 | CT tropi. 500 5 dual out. bars 32x65 | 3106400 | PTSOL: Power Meter, CT, Gateway | 2957900 | 5.02%
METSECT5DA060 | CT tropi. 600 5 dual out. bars 32x65 | 3106400 | PTSOL: Power Meter, CT, Gateway | 2957900 | 5.02%
METSECT5DA080 | CT tropi. 800 5 dual out. bars 32x65 | 3312100 | PTSOL: Power Meter, CT, Gateway | 3153700 | 5.023%
METSECT5DA100 | CT tropi. 1000 5 dual out. bars 32x65 | 3312100 | PTSOL: Power Meter, CT, Gateway | 3153700 | 5.023%
METSECT5DA125 | CT tropi. 1250 5 dual out. bars 32x65 | 3520000 | PTSOL: Power Meter, CT, Gateway | 3351700 | 5.021%
METSECT5DA150 | CT tropi. 1500 5 dual out. bars 32x65 | 3725700 | PTSOL: Power Meter, CT, Gateway | 3547500 | 5.023%
METSECT5DB100 | CT tropi. 1000 5 dual out. bars 38x127 | 3725700 | PTSOL: Power Meter, CT, Gateway | 3547500 | 5.023%
METSECT5DB125 | CT tropi. 1250 5 dual out. bars 38x127 | 4554000 | PTSOL: Power Meter, CT, Gateway | 4336200 | 5.023%
METSECT5DB150 | CT tropi. 1500 5 dual out. bars 38x127 | 5379000 | PTSOL: Power Meter, CT, Gateway | 5122700 | 5.003%
METSECT5DB200 | CT tropi. 2000 5 dual out. bars 38x127 | 6207300 | PTSOL: Power Meter, CT, Gateway | 5911400 | 5.006%
METSECT5DB250 | CT tropi. 2500 5 dual out. bars 38x127 | 7032300 | PTSOL: Power Meter, CT, Gateway | 6696800 | 5.01%
METSECT5DB300 | CT tropi. 3000 5 dual out. bars 38x127 | 7861700 | PTSOL: Power Meter, CT, Gateway | 7486600 | 5.01%
METSECT5DC200 | CT tropi. 2000 5 dual out. bars 52x127 | 6207300 | PTSOL: Power Meter, CT, Gateway | 5911400 | 5.006%
METSECT5DC250 | CT tropi. 2500 5 dual out. bars 52x127 | 7032300 | PTSOL: Power Meter, CT, Gateway | 6696800 | 5.01%
METSECT5DC300 | CT tropi. 3000 5 dual out. bars 52x127 | 7447000 | PTSOL: Power Meter, CT, Gateway | 7091700 | 5.01%
METSECT5DC400 | CT tropi. 4000 5 dual out. bars 52x127 | 8274200 | PTSOL: Power Meter, CT, Gateway | 7879300 | 5.012%
METSECT5DD100 | CT tropi. 1000 5 dual out. bars 34x84 | 3312100 | PTSOL: Power Meter, CT, Gateway | 3153700 | 5.023%
METSECT5DD125 | CT tropi. 1250 5 dual out. bars 34x84 | 3520000 | PTSOL: Power Meter, CT, Gateway | 3351700 | 5.021%
METSECT5DD150 | CT tropi. 1500 5 dual out. bars 34x84 | 3725700 | PTSOL: Power Meter, CT, Gateway | 3547500 | 5.023%
METSECT5DE100 | CT tropi. 1000 5 dual out. bars 54x102 | 5793700 | PTSOL: Power Meter, CT, Gateway | 5517600 | 5.004%
METSECT5DE125 | CT tropi. 1250 5 dual out. bars 54x102 | 6207300 | PTSOL: Power Meter, CT, Gateway | 5911400 | 5.006%
METSECT5DE150 | CT tropi. 1500 5 dual out. bars 54x102 | 6620900 | PTSOL: Power Meter, CT, Gateway | 6305200 | 5.007%
METSECT5DE200 | CT tropi. 2000 5 dual out. bars 54x102 | 7032300 | PTSOL: Power Meter, CT, Gateway | 6696800 | 5.01%
METSECT5DH125 | CT tropi. 1250 5 dual out. bars 38x102 | 4964300 | PTSOL: Power Meter, CT, Gateway | 4727800 | 5.002%
METSECT5DH150 | CT tropi. 1500 5 dual out. bars 38x102 | 5379000 | PTSOL: Power Meter, CT, Gateway | 5122700 | 5.003%
METSECT5DH200 | CT tropi. 2000 5 dual out. bars 38x102 | 6207300 | PTSOL: Power Meter, CT, Gateway | 5911400 | 5.006%
METSECT5MA015 | CT tropi. DIN 150 5 mix d. 27 bars mult. | 1408000 | PTSOL: Power Meter, CT, Gateway | 1340900 | 5.004%
METSECT5MA020 | CT tropi. DIN 200 5 mix d. 27 bars mult. | 1491600 | PTSOL: Power Meter, CT, Gateway | 1420100 | 5.035%
METSECT5MA025 | CT tropi. DIN 250 5 mix d. 27 bars mult. | 1574100 | PTSOL: Power Meter, CT, Gateway | 1498200 | 5.066%
METSECT5MA030 | CT tropi. DIN 300 5 mix d. 27 bars mult. | 1656600 | PTSOL: Power Meter, CT, Gateway | 1577400 | 5.021%
METSECT5MA040 | CT tropi. DIN 400 5 mix d. 27 bars mult. | 1740200 | PTSOL: Power Meter, CT, Gateway | 1656600 | 5.046%
METSECT5MB025 | CT tropi. DIN 250 5 mix d. 26 bars mult. | 1656600 | PTSOL: Power Meter, CT, Gateway | 1577400 | 5.021%
METSECT5MB030 | CT tropi. DIN 300 5 mix d. 26 bars mult. | 1865600 | PTSOL: Power Meter, CT, Gateway | 1776500 | 5.015%
METSECT5MB040 | CT tropi. DIN 400 5 mix d. 26 bars mult. | 2072400 | PTSOL: Power Meter, CT, Gateway | 1973400 | 5.017%
METSECT5MC025 | CT tropi. DIN 250 5 bars mult. | 2072400 | PTSOL: Power Meter, CT, Gateway | 1973400 | 5.017%
METSECT5MC030 | CT tropi. DIN 300 5 bars mult. | 2154900 | PTSOL: Power Meter, CT, Gateway | 2051500 | 5.04%
METSECT5MC040 | CT tropi. DIN 400 5 bars mult. | 2236300 | PTSOL: Power Meter, CT, Gateway | 2129600 | 5.01%
METSECT5MC050 | CT tropi. DIN 500 5 bars mult. | 2319900 | PTSOL: Power Meter, CT, Gateway | 2208800 | 5.03%
METSECT5MC060 | CT tropi. DIN 600 5 bars mult. | 2402400 | PTSOL: Power Meter, CT, Gateway | 2288000 | 5%
METSECT5MC080 | CT tropi. DIN 800 5 bars mult. | 2484900 | PTSOL: Power Meter, CT, Gateway | 2366100 | 5.021%
METSECT5MD050 | CT tropi. DIN 500 5 mix d. 40 bars mult. | 1865600 | PTSOL: Power Meter, CT, Gateway | 1776500 | 5.015%
METSECT5MD060 | CT tropi. DIN 600 5 mix d. 40 bars mult. | 2484900 | PTSOL: Power Meter, CT, Gateway | 2366100 | 5.021%
METSECT5MD080 | CT tropi. DIN 800 5 mix d. 40 bars mult. | 3106400 | PTSOL: Power Meter, CT, Gateway | 2957900 | 5.02%
METSECT5MF050 | CT tropi. DIN 500 5 mix d. 35 bars 10x40 | 2190100 | PTSOL: Power Meter, CT, Gateway | 2085600 | 5.011%
METSEDM1110 | METSEDM1110 EasyLogic Amps 1-ph CL 0.5 | 995500 | PTSOL: Power Meter, CT, Gateway | 947100 | 5.11%
METSEDM1210 | METSEDM1210 EasyLogic Volts 1-ph CL 0.5 | 995500 | PTSOL: Power Meter, CT, Gateway | 947100 | 5.11%
METSEDM3110 | METSEDM3110 EasyLogic Amps 3-ph CL 0.5 | 1145100 | PTSOL: Power Meter, CT, Gateway | 1090100 | 5.045%
METSEDM3210 | METSEDM3210 EasyLogic Volts 3-ph CL 0.5 | 1145100 | PTSOL: Power Meter, CT, Gateway | 1090100 | 5.045%
METSEDM6000HCL10NC | Easylogic VAF PF Unbalance meter class 1 | 1991000 | PTSOL: Power Meter, CT, Gateway | 4550700 | -56.25%
METSEDM6200HCL10RS | Easylogic VAF PF Unbalance meter class 1 Mobus | 2519000 | PTSOL: Power Meter, CT, Gateway | 5566000 | -54.74%
METSEPM1130HCL05RS | Easylogic Dual Source meter class 0.5 Modbus | 3778500 | PTSOL: Power Meter, CT, Gateway | 9418200 | -59.88%
METSEPM2110 | EasyLogic VAF P & E meter THD POP CL 1 | 6889300 | PTSOL: Power Meter, CT, Gateway | 6889300 | 0%
METSEPM2120 | EasyLogic VAF P & E RS485 15thHar CL 1 | 8428200 | PTSOL: Power Meter, CT, Gateway | 8428200 | 0%
METSEPM2130 | EasyLogic VAF P&E RS485 31stHar CL 0.5S | 9692100 | PTSOL: Power Meter, CT, Gateway | 9692100 | 0%
METSEPM2210 | EasyLogic VAF P & E meter THD POP CL 1 | 8547000 | PTSOL: Power Meter, CT, Gateway | 8547000 | 0%
METSEPM2220 | EasyLogic VAF P & E RS485 15thHar CL 1 | 10565500 | PTSOL: Power Meter, CT, Gateway | 10565500 | 0%
METSEPM2230 | EasyLogic VAF P&E RS485 31stHar CL 0.5S | 12151700 | PTSOL: Power Meter, CT, Gateway | 12151700 | 0%
METSEPM3200 | Din rail Power meter | 12288100 | PTSOL: Power Meter, CT, Gateway | 11702900 | 5%
METSEPM3210 | Din rail Power meter pulse | 12291400 | PTSOL: Power Meter, CT, Gateway | 11705100 | 5.009%
METSEPM3250 | Din rail Power meter Modbus | 12928300 | PTSOL: Power Meter, CT, Gateway | 12312300 | 5.003%
METSEPM3255 | Din rail Power meter Modbus with memory | 13461800 | PTSOL: Power Meter, CT, Gateway | 12820500 | 5.002%
METSEPM5100 | PM5100 POWER METER 15th HAR THD CL0.5 1D | 12511400 | PTSOL: Power Meter, CT, Gateway | 11915200 | 5.004%
METSEPM5110 | PM5110 POWER METER 15th H THD CL0.5 1DO | 15009500 | PTSOL: Power Meter, CT, Gateway | 14294500 | 5.002%
METSEPM5310 | PM5310 POWER METER 31st H CL0.5 4T 2-IO | 15748700 | PTSOL: Power Meter, CT, Gateway | 14998500 | 5.002%
METSEPM5320 | PM5320 POWER METER 31st H 4T CL0.5 2-IO | 20719600 | PTSOL: Power Meter, CT, Gateway | 19732900 | 5%
METSEPM5330 | PM5330 POWER METER 31st H CL0.5 4T 2-IO | 18649400 | PTSOL: Power Meter, CT, Gateway | 17760600 | 5.004%
METSEPM5340 | PM5320 POWER METER 31st H 4T CL0.5 2-IOR | 22790900 | PTSOL: Power Meter, CT, Gateway | 21705200 | 5.002%
METSEPM5350 | PM5350 POWER METER WITHTHD.ALARMING | 15116200 | PTSOL: Power Meter, CT, Gateway | 14395700 | 5.005%
METSEPM5560 | PM5560 POWER METER 63rd H 8T CL0.2 4I2O | 35983200 | PTSOL: Power Meter, CT, Gateway | 34269400 | 5.001%
METSEPM5563RD | PM5563 POWER METER 63rd H 8T CL0.2 4I2O | 38783800 | PTSOL: Power Meter, CT, Gateway | 36936900 | 5%
METSEPM8000SK | PM8000 METER SEALING KIT | 3828000 | PTSOL: Advance Meter | 3645400 | 5.009%
METSEPM8240 | PM8240 POWER AND ENERGY METER INT. DISPL | 89348600 | PTSOL: Advance Meter | 85093800 | 5%
METSEPM8244 | PM8244 POWER AND ENERGY METER TRAN & RMD | 98283900 | PTSOL: Advance Meter | 93603400 | 5%
METSEPM89M0024 | PM8000 ANALOG I/O OPTION MODULE | 18863900 | PTSOL: Advance Meter | 17965200 | 5.002%
METSEPM89M2600 | PM8000 DIGITAL I/O OPTION MODULE | 17129200 | PTSOL: Advance Meter | 16313000 | 5.003%
ABL1REM12050 | PS 100 240V 12V 60W SWITHCHING MODE | 1595000 | IDMST: POWER SUPPLIES | 1595000 | 0%
ABL1REM24025 | PS 100 240V 24V 60W SWITCHING MODE | 1441000 | IDMST: POWER SUPPLIES | 1441000 | 0%
ABL1REM24042 | PS 100 240V 24V 100W SWITCHING MODE | 2431000 | IDMST: POWER SUPPLIES | 2431000 | 0%
ABL1REM24062 | PS 100 240V 24V 150W SWITCHING MODE | 3168000 | IDMST: POWER SUPPLIES | 3168000 | 0%
ABL1REM24100 | PS 100 240V 24V 240W SWITCHING MODE | 5610000 | IDMST: POWER SUPPLIES | 5610000 | 0%
ABL1RPM12083 | 12 V 8.3 A with PFC | 2772000 | IDMST: POWER SUPPLIES | 2772000 | 0%
ABL1RPM24042 | 24 V 4.2 A with PFC | 3223000 | IDMST: POWER SUPPLIES | 3223000 | 0%
ABL1RPM24062 | 24 V 6.2 A with PFC | 3795000 | IDMST: POWER SUPPLIES | 3795000 | 0%
ABL1RPM24100 | 24 V 10 A with PFC | 4961000 | IDMST: POWER SUPPLIES | 4961000 | 0%
ABL7RM24025 | Modular switch-mode power supply, single phase, input 100-240Vac, output 24Vdc, 2.5A | 4807000 | IDMST: POWER SUPPLIES | 4372500 | 9.937%
ABL7RP1205 | Optimum switch-mode power supply, 1P, input 100-240Vac, output 12Vdc, 5.0A | 12023000 | IDMST: POWER SUPPLIES | 10931800 | 9.982%
ABL7RP4803 | Optimum switch-mode power supply, 1P, input 100-240Vac, output 48 Vdc,2.5A | 12023000 | IDMST: POWER SUPPLIES | 10931800 | 9.982%
ABL8BBU24200 | Battery control module, 24V, 20 A | 11264000 | IDMST: POWER SUPPLIES | 10236600 | 10.04%
ABL8BBU24400 | Battery control module, 24V, 40 A | 12375000 | IDMST: POWER SUPPLIES | 11248600 | 10.01%
ABL8BPK24A03 | Battery module, 24V, 3.2 Ah | 7920000 | IDMST: POWER SUPPLIES | 7197300 | 10.04%
ABL8BPK24A07 | Battery module, 24 V, 7 Ah | 8910000 | IDMST: POWER SUPPLIES | 8096000 | 10.05%
ABL8BPK24A12 | Battery module, 24 V, 12 Ah | 17644000 | IDMST: POWER SUPPLIES | 16043500 | 9.976%
ABL8BUF24400 | Buffer Module, 24V, 40 A | 11220000 | IDMST: POWER SUPPLIES | 10203600 | 9.961%
ABL8MEM05040 | Modular switch-mode power supplies, single phase, input 100-240Vac, output 5 Vdc, 4 A | 3014000 | IDMST: POWER SUPPLIES | 2741200 | 9.952%
ABL8MEM12020 | Modular switch-mode power supply, single phase, input 100-240Vac, output 12Vdc, 2.0A | 3014000 | IDMST: POWER SUPPLIES | 2741200 | 9.952%
ABL8MEM24003 | Modular switch-mode power supply, single phase, input 100-240Vac, output 24Vdc, 0.3A | 1881000 | IDMST: POWER SUPPLIES | 1713800 | 9.756%
ABL8MEM24006 | Modular switch-mode power supply, single phase, input 100-240Vac, output 24Vdc, 0.6A | 2112000 | IDMST: POWER SUPPLIES | 1918400 | 10.09%
ABL8MEM24012 | Modular switch-mode power supply, single phase, input 100-240Vac, output 24Vdc, 1.2A | 3014000 | IDMST: POWER SUPPLIES | 2741200 | 9.952%
ABL8RED24400 | Redundancy Module, 24 V, 40 A | 7216000 | IDMST: POWER SUPPLIES | 6558200 | 10.03%
ABL8REM24030 | Optimum switch-mode power supply, single phase, input 100-240Vac, output 24Vdc, 3.0A | 4136000 | IDMST: POWER SUPPLIES | 3758700 | 10.04%
ABL8REM24050 | Optimum switch-mode power supply, single phase, input 100-240Vac, output 24Vdc, 5.0 A | 6413000 | IDMST: POWER SUPPLIES | 5826700 | 10.06%
ABL8RPM24200 | Universal switch-mode power supply, single phase, input 100-120Vac / 200-500Vac, output 24Vdc, 20.0A | 15235000 | IDMST: POWER SUPPLIES | 13846800 | 10.03%
ABL8RPS24030 | Universal switch-mode power supply, single phase, input 100-120Vac / 200-500Vac, output 24Vdc, 3.0A | 5610000 | IDMST: POWER SUPPLIES | 5100700 | 9.985%
ABL8RPS24050 | Universal switch-mode power supply, single phase, input 100-120Vac / 200-500Vac, output 24Vdc, 5.0A | 6809000 | IDMST: POWER SUPPLIES | 6194100 | 9.927%
ABL8RPS24100 | Universal switch-mode power supply, single phase, input 100-120Vac / 200-500Vac, output 24Vdc, 10.0A | 8019000 | IDMST: POWER SUPPLIES | 7287500 | 10.04%
ABL8WPS24200 | Universal switch-mode power supply, 3 phase, input 380-500Vac, output 24Vdc, 20.0A | 13222000 | IDMST: POWER SUPPLIES | 12024100 | 9.962%
ABL8WPS24400 | Universal switch-mode power supply, 3 phase, input 380-500Vac, output 24Vdc, 40.0A | 22451000 | IDMST: POWER SUPPLIES | 20406100 | 10.02%
ATS01N103FT | SOFT STARTER 3A 110 480V | 4455000 | IDVSD: SOFTSTARTER (ATS01, ATS22) | 4455000 | 0%
ATS01N106FT | SOFTSTARTER 6A 110 480V | 5115000 | IDVSD: SOFTSTARTER (ATS01, ATS22) | 5115000 | 0%
ATS01N109FT | SOFTSTARTER 9A 110 480V | 5830000 | IDVSD: SOFTSTARTER (ATS01, ATS22) | 5830000 | 0%
ATS01N112FT | SOFTSTARTER 12A 110 480V | 6985000 | IDVSD: SOFTSTARTER (ATS01, ATS22) | 6985000 | 0%
ATS01N125FT | SOFTSTARTER 25A 110 480V | 9196000 | IDVSD: SOFTSTARTER (ATS01, ATS22) | 9196000 | 0%
ATS01N206LU | SOFTSTARTER.6A 200 240V | 5049000 | IDVSD: SOFTSTARTER (ATS01, ATS22) | 5049000 | 0%
ATS01N206QN | SOFTSTARTER.6A 380 415V | 5005000 | IDVSD: SOFTSTARTER (ATS01, ATS22) | 5005000 | 0%
ATS01N206RT | SOFTSTARTER.6A 440 480V | 5049000 | IDVSD: SOFTSTARTER (ATS01, ATS22) | 5049000 | 0%
ATS01N209LU | SOFTSTARTER.9A 200 240V | 5852000 | IDVSD: SOFTSTARTER (ATS01, ATS22) | 5852000 | 0%
ATS01N209QN | SOFTSTARTER.9A 380 415V | 5797000 | IDVSD: SOFTSTARTER (ATS01, ATS22) | 5797000 | 0%
ATS01N209RT | SOFTSTARTER.9A 440 480V | 5852000 | IDVSD: SOFTSTARTER (ATS01, ATS22) | 5852000 | 0%
ATS01N212LU | SOFTSTARTER.12A 200 240V | 6600000 | IDVSD: SOFTSTARTER (ATS01, ATS22) | 6600000 | 0%
ATS01N212QN | SOFTSTARTER.12A 380 415V | 6545000 | IDVSD: SOFTSTARTER (ATS01, ATS22) | 6545000 | 0%
ATS01N212RT | SOFTSTARTER.12A 440 480V | 6600000 | IDVSD: SOFTSTARTER (ATS01, ATS22) | 6600000 | 0%
ATS01N222LU | SOFTSTARTER.22A 200 240V | 7920000 | IDVSD: SOFTSTARTER (ATS01, ATS22) | 7920000 | 0%
ATS01N222QN | SOFTSTARTER.22A 380 415V | 7766000 | IDVSD: SOFTSTARTER (ATS01, ATS22) | 7766000 | 0%
ATS01N222RT | SOFTSTARTER.22A 440 480V | 7920000 | IDVSD: SOFTSTARTER (ATS01, ATS22) | 7920000 | 0%
ATS01N232LU | SOFTSTARTER.32A 200 240V | 10417000 | IDVSD: SOFTSTARTER (ATS01, ATS22) | 10417000 | 0%
ATS01N232QN | SOFTSTARTER.32A 380 415V | 10219000 | IDVSD: SOFTSTARTER (ATS01, ATS22) | 10219000 | 0%
ATS01N232RT | SOFTSTARTER.32A 440 480V | 10417000 | IDVSD: SOFTSTARTER (ATS01, ATS22) | 10417000 | 0%
ATS22C11Q | Softstarter ALTISTART 110A 400V | 39622000 | IDVSD: SOFTSTARTER (ATS01, ATS22) | 39622000 | 0%
ATS22C14Q | Softstarter ALTISTART 140A 400V | 44352000 | IDVSD: SOFTSTARTER (ATS01, ATS22) | 44352000 | 0%
ATS22C17Q | Softstarter ALTISTART 170A 400V | 45397000 | IDVSD: SOFTSTARTER (ATS01, ATS22) | 45397000 | 0%
ATS22C21Q | Softstarter ALTISTART 210A 400V | 64680000 | IDVSD: SOFTSTARTER (ATS01, ATS22) | 64680000 | 0%
ATS22C25Q | Softstarter ALTISTART 250A 400V | 73689000 | IDVSD: SOFTSTARTER (ATS01, ATS22) | 73689000 | 0%
ATS22C32Q | Softstarter ALTISTART 320A 400V | 85129000 | IDVSD: SOFTSTARTER (ATS01, ATS22) | 85129000 | 0%
ATS22C41Q | Softstarter ALTISTART 410A 400V | 108460000 | IDVSD: SOFTSTARTER (ATS01, ATS22) | 108460000 | 0%
ATS22C48Q | Softstarter ALTISTART 480A 400V | 125895000 | IDVSD: SOFTSTARTER (ATS01, ATS22) | 125895000 | 0%
ATS22C59Q | Softstarter ALTISTART 590A 400V | 133287000 | IDVSD: SOFTSTARTER (ATS01, ATS22) | 133287000 | 0%
ATS22D17Q | Softstarter ALTISTART 17A 400V | 17556000 | IDVSD: SOFTSTARTER (ATS01, ATS22) | 17556000 | 0%
ATS22D32Q | Softstarter ALTISTART 32A 400V | 19866000 | IDVSD: SOFTSTARTER (ATS01, ATS22) | 19866000 | 0%
ATS22D47Q | Softstarter ALTISTART 47A 400V | 22869000 | IDVSD: SOFTSTARTER (ATS01, ATS22) | 22869000 | 0%
ATS22D62Q | Softstarter ALTISTART 62A 400V | 24838000 | IDVSD: SOFTSTARTER (ATS01, ATS22) | 24838000 | 0%
ATS22D75Q | Softstarter ALTISTART 75A 400V | 27027000 | IDVSD: SOFTSTARTER (ATS01, ATS22) | 27027000 | 0%
ATS22D88Q | Softstarter ALTISTART 88A 400V | 29568000 | IDVSD: SOFTSTARTER (ATS01, ATS22) | 29568000 | 0%
ATS48C11Q | ALTISTART 110A 400V ATS48C11Q | 40788000 | IDVSD: SOFTSTARTER (ATS48) | 40788000 | 0%
ATS48C14Q | ALTISTART 140A 400V ATS48C14Q | 50754000 | IDVSD: SOFTSTARTER (ATS48) | 50754000 | 0%
ATS48C17Q | ALTISTART 170A 400V ATS48C17Q | 55858000 | IDVSD: SOFTSTARTER (ATS48) | 55858000 | 0%
ATS48C21Q | ALTISTART 210A 400V ATS48C21Q | 66803000 | IDVSD: SOFTSTARTER (ATS48) | 66803000 | 0%
ATS48C25Q | ALTISTART 250A 400V ATS48C25Q | 76813000 | IDVSD: SOFTSTARTER (ATS48) | 76813000 | 0%
ATS48C32Q | ALTISTART 320A 400V ATS48C32Q | 88374000 | IDVSD: SOFTSTARTER (ATS48) | 88374000 | 0%
ATS48C41Q | ALTISTART 410A 400V ATS48C41Q | 113982000 | IDVSD: SOFTSTARTER (ATS48) | 113982000 | 0%
ATS48C48Q | ALTISTART 480A 400V ATS48C48Q | 132220000 | IDVSD: SOFTSTARTER (ATS48) | 132220000 | 0%
ATS48C59Q | ALTISTART 590A 400V ATS48C59Q | 140151000 | IDVSD: SOFTSTARTER (ATS48) | 140151000 | 0%
ATS48C66Q | ALTISTART 660A 400V ATS48C66Q | 154198000 | IDVSD: SOFTSTARTER (ATS48) | 154198000 | 0%
ATS48C79Q | ALTISTART 790A 400V ATS48C79Q | 245300000 | IDVSD: SOFTSTARTER (ATS48) | 245300000 | 0%
ATS48D17Q | ALTISTART 17A 400V ATS48D17Q | 19943000 | IDVSD: SOFTSTARTER (ATS48) | 19943000 | 0%
ATS48D22Q | ALTISTART 22A 400V ATS48D22Q | 21417000 | IDVSD: SOFTSTARTER (ATS48) | 21417000 | 0%
ATS48D32Q | ALTISTART 32A 400V ATS48D32Q | 22429000 | IDVSD: SOFTSTARTER (ATS48) | 22429000 | 0%
ATS48D38Q | ALTISTART 38A 400V ATS48D38Q | 23342000 | IDVSD: SOFTSTARTER (ATS48) | 23342000 | 0%
ATS48D47Q | ALTISTART 47A 400V ATS48D47Q | 25036000 | IDVSD: SOFTSTARTER (ATS48) | 25036000 | 0%
ATS48D62Q | ALTISTART 62A 400V ATS48D62Q | 27533000 | IDVSD: SOFTSTARTER (ATS48) | 27533000 | 0%
ATS48D75Q | ALTISTART 75A 400V ATS48D75Q | 28897000 | IDVSD: SOFTSTARTER (ATS48) | 28897000 | 0%
ATS48D88Q | ALTISTART 88A 400V ATS48D88Q | 30932000 | IDVSD: SOFTSTARTER (ATS48) | 30932000 | 0%
ATS48M10Q | ALTISTART 1000A 400V | 282117000 | IDVSD: SOFTSTARTER (ATS48) | 282117000 | 0%
ATS48M12Q | ALTISTART 1200A 400V | 309540000 | IDVSD: SOFTSTARTER (ATS48) | 309540000 | 0%
ATV12H018F1 | ATV12 0.18KW 120V 1PH HEAT SINK TB | 7843000 | IDVSD: ALTIVAR MACHINE (ATV12, ATV312, ATV320) | 7843000 | 0%
ATV12H018M2 | ATV12 0.18KW 240V 1PH HEAT SINK TB | 4191000 | IDVSD: ALTIVAR MACHINE (ATV12, ATV312, ATV320) | 4191000 | 0%
ATV12H018M3 | ATV12 0.18KW 240V 3PH HEAT SINK TB | 4939000 | IDVSD: ALTIVAR MACHINE (ATV12, ATV312, ATV320) | 4939000 | 0%
ATV12H037F1 | ATV12 0.37KW 120V 1PH HEAT SINK TB | 8547000 | IDVSD: ALTIVAR MACHINE (ATV12, ATV312, ATV320) | 8547000 | 0%
ATV12H037M2 | ATV12 0.37KW 240V 1PH HEAT SINK TB | 4301000 | IDVSD: ALTIVAR MACHINE (ATV12, ATV312, ATV320) | 4301000 | 0%
ATV12H037M3 | ATV12 0.37KW 240V 3PH HEAT SINK TB | 5412000 | IDVSD: ALTIVAR MACHINE (ATV12, ATV312, ATV320) | 5412000 | 0%
ATV12H055M2 | ATV12 0.55KW 240V 1PH HEAT SINK TB | 4873000 | IDVSD: ALTIVAR MACHINE (ATV12, ATV312, ATV320) | 4873000 | 0%
ATV12H075F1 | ATV12 0.75KW 120V 1PH HEAT SINK TB | 13200000 | IDVSD: ALTIVAR MACHINE (ATV12, ATV312, ATV320) | 13200000 | 0%
ATV12H075M2 | ATV12 0.75KW 240V 1PH HEAT SINK TB | 4983000 | IDVSD: ALTIVAR MACHINE (ATV12, ATV312, ATV320) | 4983000 | 0%
ATV12H075M3 | ATV12 0.75KW 240V 3PH HEAT SINK T | 6116000 | IDVSD: ALTIVAR MACHINE (ATV12, ATV312, ATV320) | 6116000 | 0%
ATV12HU15M2 | ATV12 1.5KW 240V 1PH HEAT SINK TB | 7029000 | IDVSD: ALTIVAR MACHINE (ATV12, ATV312, ATV320) | 7029000 | 0%
ATV12HU15M3 | ATV12 1.5KW 240V 3PH HEAT SINK TB | 8239000 | IDVSD: ALTIVAR MACHINE (ATV12, ATV312, ATV320) | 8239000 | 0%
ATV12HU22M2 | ATV12 2.2KW 240V 1PH HEAT SINK TB | 8162000 | IDVSD: ALTIVAR MACHINE (ATV12, ATV312, ATV320) | 8162000 | 0%
ATV12HU22M3 | ATV12 2.2KW 240V 3PH HEAT SINK TB | 10362000 | IDVSD: ALTIVAR MACHINE (ATV12, ATV312, ATV320) | 10362000 | 0%
ATV12HU30M3 | ATV12 3KW 240V 3PH HEAT SINK TB | 11539000 | IDVSD: ALTIVAR MACHINE (ATV12, ATV312, ATV320) | 11539000 | 0%
ATV12HU40M3 | ATV12 4KW 240V 3PH HEAT SINK TB | 12243000 | IDVSD: ALTIVAR MACHINE (ATV12, ATV312, ATV320) | 12243000 | 0%
ATV212H075M3X | ATV212 0,75KW 1HP ss CEM 240VTRI IP20 variable speed drives | 12595000 | IDVSD: AlLTIVAR BUILDING (ATV212) | 12232000 | 2.968%
ATV212H075N4 | ATV212 0,75KW 1HP 480V TRI CEM IP20 variable speed drives | 12375000 | IDVSD: AlLTIVAR BUILDING (ATV212) | 12012000 | 3.022%
ATV212HD11M3X | ATV212 11KW 15HP 240VTRI ss CEM IP20 variable speed drives | 52602000 | IDVSD: AlLTIVAR BUILDING (ATV212) | 51073000 | 2.994%
ATV212HD11N4 | ATV212 11KW 15HP 480V TRI CEM IP20 variable speed drives | 25982000 | IDVSD: AlLTIVAR BUILDING (ATV212) | 25223000 | 3.009%
ATV212HD15M3X | ATV212 15KW 20HP 240VTRI ss CEM IP20 variable speed drives | 63646000 | IDVSD: AlLTIVAR BUILDING (ATV212) | 61787000 | 3.009%
ATV212HD15N4 | ATV212 15KW 20HP 480V TRI CEM IP20 variable speed drives | 34782000 | IDVSD: AlLTIVAR BUILDING (ATV212) | 33770000 | 2.997%
ATV212HD18M3X | ATV212 18,5KW 25HP 240VTRI ss CEM IP20 variable speed drives | 77869000 | IDVSD: AlLTIVAR BUILDING (ATV212) | 75603000 | 2.997%
ATV212HD18N4 | ATV212 18,5KW 25HP 480V TRI CEM IP20 variable speed drives | 45683000 | IDVSD: AlLTIVAR BUILDING (ATV212) | 44352000 | 3.001%
ATV212HD22M3X | ATV212 22KW 30HP 240VTRI ss CEM IP20 variable speed drives | 108042000 | IDVSD: AlLTIVAR BUILDING (ATV212) | 104896000 | 2.999%
ATV212HD22N4 | ATV212 22KW 30HP 480V TRI CEM IP20 variable speed drives | 62414000 | IDVSD: AlLTIVAR BUILDING (ATV212) | 60599000 | 2.995%
ATV212HD30M3X | ATV212 30KW 40HP 240VTRI ss CEM IP20 variable speed drives | 142120000 | IDVSD: AlLTIVAR BUILDING (ATV212) | 137984000 | 2.997%
ATV212HD30N4 | ATV212 30KW 40HP 480V TRI CEM IP20 variable speed drives | 69883000 | IDVSD: AlLTIVAR BUILDING (ATV212) | 67848000 | 2.999%
ATV212HD37N4 | ATV212 37KW 50HP 460V TRI IP20 variable speed drives | 82885000 | IDVSD: AlLTIVAR BUILDING (ATV212) | 80476000 | 2.993%
ATV212HD45N4 | ATV212 45KW 60HP 460V TRI IP20 variable speed drives | 95920000 | IDVSD: AlLTIVAR BUILDING (ATV212) | 93126000 | 3%
ATV212HD55N4 | ATV212 55KW 75HP 460V TRI IP20 variable speed drives | 120164000 | IDVSD: AlLTIVAR BUILDING (ATV212) | 116666000 | 2.998%
ATV212HD75N4 | ATV212 75KW 100HP 460V TRI IP20 variable speed drives | 135421000 | IDVSD: AlLTIVAR BUILDING (ATV212) | 131472000 | 3.004%
ATV212HU15M3X | ATV212 1,5KW 1,5HP ss CEM 240VTRI IP20 variable speed drives | 14938000 | IDVSD: AlLTIVAR BUILDING (ATV212) | 14498000 | 3.035%
ATV212HU15N4 | ATV212 1,5KW 2HP 480V TRI CEM IP20 variable speed drives | 13673000 | IDVSD: AlLTIVAR BUILDING (ATV212) | 13277000 | 2.983%
ATV212HU22M3X | ATV212 2,2KW 3HP ss CEM 240VTRI IP20 variable speed drives | 16324000 | IDVSD: AlLTIVAR BUILDING (ATV212) | 15851000 | 2.984%
ATV212HU22N4 | ATV212 2,2KW 3HP 480V TRI CEM IP20 variable speed drives | 15334000 | IDVSD: AlLTIVAR BUILDING (ATV212) | 14883000 | 3.03%
ATV212HU30M3X | ATV212 3KW NAHP ss CEM 240VTRI IP20 variable speed drives | 19261000 | IDVSD: AlLTIVAR BUILDING (ATV212) | 18700000 | 3%
ATV212HU30N4 | ATV212 3KW NAHP 480V TRI CEM IP20 variable speed drives | 16720000 | IDVSD: AlLTIVAR BUILDING (ATV212) | 16236000 | 2.981%
ATV212HU40M3X | ATV212 4KW 5HP ss CEM 240VTRI IP20 variable speed drives | 23265000 | IDVSD: AlLTIVAR BUILDING (ATV212) | 22583000 | 3.02%
ATV212HU40N4 | ATV212 4KW 5HP 480V TRI CEM IP20 variable speed drives | 17655000 | IDVSD: AlLTIVAR BUILDING (ATV212) | 17138000 | 3.017%
ATV212HU55M3X | ATV212 5,5KW 7,5HP 240VTRI ss CEM IP20 variable speed drives | 28996000 | IDVSD: AlLTIVAR BUILDING (ATV212) | 28149000 | 3.009%
ATV212HU55N4 | ATV212 5,5KW 7,5HP 480V TRI CEM IP20 variable speed drives | 19415000 | IDVSD: AlLTIVAR BUILDING (ATV212) | 18854000 | 2.975%
ATV212HU75M3X | ATV212 7,5KW 10HP 240VTRI ss CEM IP20 variable speed drives | 35739000 | IDVSD: AlLTIVAR BUILDING (ATV212) | 34694000 | 3.012%
ATV212HU75N4 | ATV212 7,5KW 10HP 480V TRI CEM IP20 variable speed drives | 23958000 | IDVSD: AlLTIVAR BUILDING (ATV212) | 23265000 | 2.979%
ATV212W075N4 | ATV212 0,75KW 1HP 480V TRI CEM IP54 variable speed drives | 17512000 | IDVSD: AlLTIVAR BUILDING (ATV212) | 17006000 | 2.975%
ATV212WD11N4 | ATV212 11KW 15HP 480V TRI CEM IP54 variable speed drives | 76714000 | IDVSD: AlLTIVAR BUILDING (ATV212) | 74481000 | 2.998%
ATV212WD15N4 | ATV212 15KW 20HP 480V TRI CEM IP54 variable speed drives | 85481000 | IDVSD: AlLTIVAR BUILDING (ATV212) | 82995000 | 2.995%
ATV212WD18N4 | ATV212 18,5KW 25HP 480V TRI CEM IP54 variable speed drives | 110165000 | IDVSD: AlLTIVAR BUILDING (ATV212) | 106953000 | 3.003%
ATV212WD22N4 | ATV212 22KW 30HP 480V TRI CEM IP54 variable speed drives | 121616000 | IDVSD: AlLTIVAR BUILDING (ATV212) | 118074000 | 3%
ATV212WD30N4 | ATV212 30KW 40HP 480V TRI CEM IP54 variable speed drives | 129712000 | IDVSD: AlLTIVAR BUILDING (ATV212) | 125939000 | 2.996%
ATV212WD37N4 | ATV212 37KW 50HP 460V TRI IP54 variable speed drives | 139733000 | IDVSD: AlLTIVAR BUILDING (ATV212) | 135663000 | 3%
ATV212WD45N4 | ATV212 45KW 60HP 460V TRI IP54 variable speed drives | 149050000 | IDVSD: AlLTIVAR BUILDING (ATV212) | 144705000 | 3.003%
ATV212WD55N4 | ATV212 55KW 75HP 460V TRI IP54 variable speed drives | 173404000 | IDVSD: AlLTIVAR BUILDING (ATV212) | 168355000 | 2.999%
ATV212WD75N4 | ATV212 75KW 100HP 460V TRI IP54 variable speed drives | 212344000 | IDVSD: AlLTIVAR BUILDING (ATV212) | 206162000 | 2.999%
ATV212WU15N4 | ATV212 1,5KW 2HP 480V TRI CEM IP54 variable speed drives | 19349000 | IDVSD: AlLTIVAR BUILDING (ATV212) | 18788000 | 2.986%
ATV212WU22N4 | ATV212 2,2KW 3HP 480V TRI CEM IP54 variable speed drives | 22341000 | IDVSD: AlLTIVAR BUILDING (ATV212) | 21692000 | 2.992%
ATV212WU30N4 | ATV212 3KW NAHP 480V TRI CEM IP54 variable speed drives | 23661000 | IDVSD: AlLTIVAR BUILDING (ATV212) | 22968000 | 3.017%
ATV212WU40N4 | ATV212 4KW 5HP 480V TRI CEM IP54 variable speed drives | 25080000 | IDVSD: AlLTIVAR BUILDING (ATV212) | 24354000 | 2.981%
ATV212WU55N4 | ATV212 5,5KW 7,5HP 480V TRI CEM IP54 variable speed drives | 30481000 | IDVSD: AlLTIVAR BUILDING (ATV212) | 29590000 | 3.011%
ATV212WU75N4 | ATV212 7,5KW 10HP 480V TRI CEM IP54 variable speed drives | 37279000 | IDVSD: AlLTIVAR BUILDING (ATV212) | 36190000 | 3.009%
ATV310H037N4E | ATV310E 0.37kW 3 Phase 380V | 7480000 | IDVSD: EASYLINE DRIVES (ATV310E) | 7480000 | 0%
ATV310H075N4E | ATV310E 0.75kW 3 Phase 380V | 7975000 | IDVSD: EASYLINE DRIVES (ATV310E) | 7975000 | 0%
ATV310HD11N4E | ATV310E 11kW 3 Phase 380V | 21417000 | IDVSD: EASYLINE DRIVES (ATV310E) | 21417000 | 0%
ATV310HU15N4E | ATV310E 1.5kW 3 Phase 380V | 8294000 | IDVSD: EASYLINE DRIVES (ATV310E) | 8294000 | 0%
ATV310HU22N4E | ATV310E 2.2kW 3 Phase 380V | 8965000 | IDVSD: EASYLINE DRIVES (ATV310E) | 8965000 | 0%
ATV310HU30N4E | ATV310E 3kW 3 Phase 380V | 10120000 | IDVSD: EASYLINE DRIVES (ATV310E) | 10120000 | 0%
ATV310HU40N4E | ATV310E 4kW 3 Phase 380V | 11132000 | IDVSD: EASYLINE DRIVES (ATV310E) | 11132000 | 0%
ATV310HU55N4E | ATV310E 5.5kW 3 Phase 380V | 14124000 | IDVSD: EASYLINE DRIVES (ATV310E) | 14124000 | 0%
ATV310HU75N4E | ATV310E 7.5kW 3 Phase 380V | 16984000 | IDVSD: EASYLINE DRIVES (ATV310E) | 16984000 | 0%
ATV320D11M3C | ATV320 11KW 200V 3PH COMPACT CONTROL | 30800000 | IDVSD: ALTIVAR MACHINE (ATV12, ATV312, ATV320) | 30800000 | 0%
ATV320D11N4B | ATV320 11KW 400V 3PH BOOK CONTROL | 22220000 | IDVSD: ALTIVAR MACHINE (ATV12, ATV312, ATV320) | 22220000 | 0%
ATV320D15M3C | ATV320 15KW 200V 3PH COMPACT CONTROL | 34870000 | IDVSD: ALTIVAR MACHINE (ATV12, ATV312, ATV320) | 34870000 | 0%
ATV320D15N4B | ATV320 15KW 400V 3PH BOOK CONTROL | 26510000 | IDVSD: ALTIVAR MACHINE (ATV12, ATV312, ATV320) | 26510000 | 0%
ATV320U02M2B | ATV320 0,18KW 200V 1PH BOOK CONTROL | 6820000 | IDVSD: ALTIVAR MACHINE (ATV12, ATV312, ATV320) | 6820000 | 0%
ATV320U02M2C | ATV320 0,18KW 200V 1PH COMPACT CONTROL | 6380000 | IDVSD: ALTIVAR MACHINE (ATV12, ATV312, ATV320) | 6380000 | 0%
ATV320U02M3C | ATV320 0,18KW 200V 3PH COMPACT CONTROL | 7150000 | IDVSD: ALTIVAR MACHINE (ATV12, ATV312, ATV320) | 7150000 | 0%
ATV320U04M2B | ATV320 0,37KW 200V 1PH BOOK CONTROL | 7150000 | IDVSD: ALTIVAR MACHINE (ATV12, ATV312, ATV320) | 7150000 | 0%
ATV320U04M2C | ATV320 0,37KW 200V 1PH COMPACT CONTROL | 6710000 | IDVSD: ALTIVAR MACHINE (ATV12, ATV312, ATV320) | 6710000 | 0%
ATV320U04M3C | ATV320 0,37KW 200V 3PH COMPACT CONTROL | 7590000 | IDVSD: ALTIVAR MACHINE (ATV12, ATV312, ATV320) | 7590000 | 0%
ATV320U04N4B | ATV320 0,37KW 400V 3PH BOOK CONTROL | 8239000 | IDVSD: ALTIVAR MACHINE (ATV12, ATV312, ATV320) | 8239000 | 0%
ATV320U04N4C | ATV320 0,37KW 400V 3PH COMPACT CONTROL | 7370000 | IDVSD: ALTIVAR MACHINE (ATV12, ATV312, ATV320) | 7370000 | 0%
ATV320U06M2B | ATV320 0,55KW 200V 1PH BOOK CONTROL | 7480000 | IDVSD: ALTIVAR MACHINE (ATV12, ATV312, ATV320) | 7480000 | 0%
ATV320U06M2C | ATV320 0,55KW 200V 1PH COMPACT CONTROL | 7040000 | IDVSD: ALTIVAR MACHINE (ATV12, ATV312, ATV320) | 7040000 | 0%
ATV320U06M3C | ATV320 0,55KW 200V 3PH COMPACT CONTROL | 7920000 | IDVSD: ALTIVAR MACHINE (ATV12, ATV312, ATV320) | 7920000 | 0%
ATV320U06N4B | ATV320 0,55KW 400V 3PH BOOK CONTROL | 8470000 | IDVSD: ALTIVAR MACHINE (ATV12, ATV312, ATV320) | 8470000 | 0%
ATV320U06N4C | ATV320 0,55KW 400V 3PH COMPACT CONTROL | 7590000 | IDVSD: ALTIVAR MACHINE (ATV12, ATV312, ATV320) | 7590000 | 0%
ATV320U07M2B | ATV320 0,75KW 200V 1PH BOOK CONTROL | 8250000 | IDVSD: ALTIVAR MACHINE (ATV12, ATV312, ATV320) | 8250000 | 0%
ATV320U07M2C | ATV320 0,75KW 200V 1PH COMPACT CONTROL | 8030000 | IDVSD: ALTIVAR MACHINE (ATV12, ATV312, ATV320) | 8030000 | 0%
ATV320U07M3C | ATV320 0,75KW 200V 3PH COMPACT CONTROL | 8470000 | IDVSD: ALTIVAR MACHINE (ATV12, ATV312, ATV320) | 8470000 | 0%
ATV320U07N4B | ATV320 0,75KW 400V 3PH BOOK CONTROL | 8712000 | IDVSD: ALTIVAR MACHINE (ATV12, ATV312, ATV320) | 8712000 | 0%
ATV320U07N4C | ATV320 0,75KW 400V 3PH COMPACT CONTROL | 7810000 | IDVSD: ALTIVAR MACHINE (ATV12, ATV312, ATV320) | 7810000 | 0%
ATV320U11M2B | ATV320 1,1KW 200V 1PH BOOK CONTROL | 9240000 | IDVSD: ALTIVAR MACHINE (ATV12, ATV312, ATV320) | 9240000 | 0%
ATV320U11M2C | ATV320 1,1KW 200V 1PH COMPACT CONTROL | 8800000 | IDVSD: ALTIVAR MACHINE (ATV12, ATV312, ATV320) | 8800000 | 0%
ATV320U11M3C | ATV320 1,1KW 200V 3PH COMPACT CONTROL | 9130000 | IDVSD: ALTIVAR MACHINE (ATV12, ATV312, ATV320) | 9130000 | 0%
ATV320U11N4B | ATV320 1,1KW 400V 3PH BOOK CONTROL | 9064000 | IDVSD: ALTIVAR MACHINE (ATV12, ATV312, ATV320) | 9064000 | 0%
ATV320U11N4C | ATV320 1,1KW 400V 3PH COMPACT CONTROL | 8030000 | IDVSD: ALTIVAR MACHINE (ATV12, ATV312, ATV320) | 8030000 | 0%
ATV320U15M2B | ATV320 1,5KW 200V 1PH BOOK CONTROL | 9790000 | IDVSD: ALTIVAR MACHINE (ATV12, ATV312, ATV320) | 9790000 | 0%
ATV320U15M2C | ATV320 1,5KW 200V 1PH COMPACT CONTROL | 9240000 | IDVSD: ALTIVAR MACHINE (ATV12, ATV312, ATV320) | 9240000 | 0%
ATV320U15M3C | ATV320 1,5KW 200V 3PH COMPACT CONTROL | 9680000 | IDVSD: ALTIVAR MACHINE (ATV12, ATV312, ATV320) | 9680000 | 0%
ATV320U15N4B | ATV320 1,5KW 400V 3PH BOOK CONTROL | 9416000 | IDVSD: ALTIVAR MACHINE (ATV12, ATV312, ATV320) | 9416000 | 0%
ATV320U15N4C | ATV320 1,5KW 400V 3PH COMPACT CONTROL | 8250000 | IDVSD: ALTIVAR MACHINE (ATV12, ATV312, ATV320) | 8250000 | 0%
ATV320U22M2B | ATV320 2,2KW 200V 1PH BOOK CONTROL | 10670000 | IDVSD: ALTIVAR MACHINE (ATV12, ATV312, ATV320) | 10670000 | 0%
ATV320U22M2C | ATV320 2,2KW 200V 1PH COMPACT CONTROL | 10230000 | IDVSD: ALTIVAR MACHINE (ATV12, ATV312, ATV320) | 10230000 | 0%
ATV320U22M3C | ATV320 2,2KW 200V 3PH COMPACT CONTROL | 10560000 | IDVSD: ALTIVAR MACHINE (ATV12, ATV312, ATV320) | 10560000 | 0%
ATV320U22N4B | ATV320 2,2KW 400V 3PH BOOK CONTROL | 10362000 | IDVSD: ALTIVAR MACHINE (ATV12, ATV312, ATV320) | 10362000 | 0%
ATV320U22N4C | ATV320 2,2KW 400V 3PH COMPACT CONTROL | 9020000 | IDVSD: ALTIVAR MACHINE (ATV12, ATV312, ATV320) | 9020000 | 0%
ATV320U30M3C | ATV320 3KW 200V 3PH COMPACT CONTROL | 12210000 | IDVSD: ALTIVAR MACHINE (ATV12, ATV312, ATV320) | 12210000 | 0%
ATV320U30N4B | ATV320 3KW 400V 3PH BOOK CONTROL | 10670000 | IDVSD: ALTIVAR MACHINE (ATV12, ATV312, ATV320) | 10670000 | 0%
ATV320U30N4C | ATV320 3KW 400V 3PH COMPACT CONTROL | 10010000 | IDVSD: ALTIVAR MACHINE (ATV12, ATV312, ATV320) | 10010000 | 0%
ATV320U40M3C | ATV320 4KW 200V 3PH COMPACT CONTROL | 15180000 | IDVSD: ALTIVAR MACHINE (ATV12, ATV312, ATV320) | 15180000 | 0%
ATV320U40N4B | ATV320 4KW 400V 3PH BOOK CONTROL | 11990000 | IDVSD: ALTIVAR MACHINE (ATV12, ATV312, ATV320) | 11990000 | 0%
ATV320U40N4C | ATV320 4KW 400V 3PH COMPACT CONTROL | 11440000 | IDVSD: ALTIVAR MACHINE (ATV12, ATV312, ATV320) | 11440000 | 0%
ATV320U55M3C | ATV320 5,5KW 200V 3PH COMPACT CONTROL | 18480000 | IDVSD: ALTIVAR MACHINE (ATV12, ATV312, ATV320) | 18480000 | 0%
ATV320U55N4B | ATV320 5,5KW 400V 3PH BOOK CONTROL | 14080000 | IDVSD: ALTIVAR MACHINE (ATV12, ATV312, ATV320) | 14080000 | 0%
ATV320U75M3C | ATV320 7,5KW 200V 3PH COMPACT CONTROL | 23980000 | IDVSD: ALTIVAR MACHINE (ATV12, ATV312, ATV320) | 23980000 | 0%
ATV320U75N4B | ATV320 7,5KW 400V 3PH BOOK CONTROL | 16940000 | IDVSD: ALTIVAR MACHINE (ATV12, ATV312, ATV320) | 16940000 | 0%
ATV340U07N4 | ATV340 0,75KW 400V 3PH WO ETHERNET | 14652000 | IDVSD: ALTIVAR MACHINE (ATV12, ATV312, ATV320) | 14652000 | 0%
ATV340U15N4 | ATV340 1,5KW 400V 3PH WO ETHERNET | 15400000 | IDVSD: ALTIVAR MACHINE (ATV12, ATV312, ATV320) | 15400000 | 0%
ATV340U22N4 | ATV340 2,2KW 400V 3PH WO ETHERNET | 16456000 | IDVSD: ALTIVAR MACHINE (ATV12, ATV312, ATV320) | 16456000 | 0%
ATV340U30N4 | ATV340 3KW 400V 3PH WO ETHERNET | 17611000 | IDVSD: ALTIVAR MACHINE (ATV12, ATV312, ATV320) | 17611000 | 0%
ATV340U40N4 | ATV340 4KW 400V 3PH WO ETHERNET | 18590000 | IDVSD: ALTIVAR MACHINE (ATV12, ATV312, ATV320) | 18590000 | 0%
ATV340U55N4 | ATV340 5,5KW 400V 3PH WO ETHERNET | 20416000 | IDVSD: ALTIVAR MACHINE (ATV12, ATV312, ATV320) | 20416000 | 0%
ATV340U75N4 | ATV340 7,5KW 400V 3PH WO ETHERNET | 22022000 | IDVSD: ALTIVAR MACHINE (ATV12, ATV312, ATV320) | 22022000 | 0%
ATV340D11N4 | ATV340 11KW 400V 3PH WO ETHERNET | 28886000 | IDVSD: ALTIVAR MACHINE (ATV12, ATV312, ATV320) | 28886000 | 0%
ATV340D15N4 | ATV340 15KW 400V 3PH WO ETHERNET | 33143000 | IDVSD: ALTIVAR MACHINE (ATV12, ATV312, ATV320) | 33143000 | 0%
ATV340D18N4 | ATV340 18,5KW 400V 3PH WO ETHERNET | 40326000 | IDVSD: ALTIVAR MACHINE (ATV12, ATV312, ATV320) | 40326000 | 0%
ATV340D22N4 | ATV340 22KW 400V 3PH WO ETHERNET | 48840000 | IDVSD: ALTIVAR MACHINE (ATV12, ATV312, ATV320) | 48840000 | 0%
ATV340U07N4E | ATV340 0,75KW 400V 3PH WITH ETHERNET | 19778000 | IDVSD: ALTIVAR MACHINE (ATV12, ATV312, ATV320) | 19778000 | 0%
ATV340U15N4E | ATV340 1,5KW 400V 3PH WITH ETHERNET | 20790000 | IDVSD: ALTIVAR MACHINE (ATV12, ATV312, ATV320) | 20790000 | 0%
ATV340U22N4E | ATV340 2,2KW 400V 3PH WITH ETHERNET | 22220000 | IDVSD: ALTIVAR MACHINE (ATV12, ATV312, ATV320) | 22220000 | 0%
ATV340U30N4E | ATV340 3KW 400V 3PH WITH ETHERNET | 23771000 | IDVSD: ALTIVAR MACHINE (ATV12, ATV312, ATV320) | 23771000 | 0%
ATV340U40N4E | ATV340 4KW 400V 3PH WITH ETHERNET | 24728000 | IDVSD: ALTIVAR MACHINE (ATV12, ATV312, ATV320) | 24728000 | 0%
ATV340U55N4E | ATV340 5,5KW 400V 3PH WITH ETHERNET | 26136000 | IDVSD: ALTIVAR MACHINE (ATV12, ATV312, ATV320) | 26136000 | 0%
ATV340U75N4E | ATV340 7,5KW 400V 3PH WITH ETHERNET | 27533000 | IDVSD: ALTIVAR MACHINE (ATV12, ATV312, ATV320) | 27533000 | 0%
ATV340D11N4E | ATV340 11KW 400V 3PH WITH ETHERNET | 33220000 | IDVSD: ALTIVAR MACHINE (ATV12, ATV312, ATV320) | 33220000 | 0%
ATV340D15N4E | ATV340 15KW 400V 3PH WITH ETHERNET | 38115000 | IDVSD: ALTIVAR MACHINE (ATV12, ATV312, ATV320) | 38115000 | 0%
ATV340D18N4E | ATV340 18,5KW 400V 3PH WITH ETHERNET | 45573000 | IDVSD: ALTIVAR MACHINE (ATV12, ATV312, ATV320) | 45573000 | 0%
ATV340D22N4E | ATV340 22KW 400V 3PH WITH ETHERNET | 54703000 | IDVSD: ALTIVAR MACHINE (ATV12, ATV312, ATV320) | 54703000 | 0%
ATV340D30N4E | ATV340 30KW 400V 3PH WITH ETHERNET | 62601000 | IDVSD: ALTIVAR MACHINE (ATV12, ATV312, ATV320) | 62601000 | 0%
ATV340D37N4E | ATV340 37KW 400V 3PH WITH ETHERNET | 73766000 | IDVSD: ALTIVAR MACHINE (ATV12, ATV312, ATV320) | 73766000 | 0%
ATV340D45N4E | ATV340 45KW 400V 3PH WITH ETHERNET | 95205000 | IDVSD: ALTIVAR MACHINE (ATV12, ATV312, ATV320) | 95205000 | 0%
ATV340D55N4E | ATV340 55KW 400V 3PH WITH ETHERNET | 110341000 | IDVSD: ALTIVAR MACHINE (ATV12, ATV312, ATV320) | 110341000 | 0%
ATV340D75N4E | ATV340 75KW 400V 3PH WITH ETHERNET | 126555000 | IDVSD: ALTIVAR MACHINE (ATV12, ATV312, ATV320) | 126555000 | 0%
ATV630C11N4 | ATV630 VSD, 400-480V, 3PH, 110kW, IP-21 | 204666000 | IDVSD: ALTIVAR PROCESS (ATV630, ATV650) | 204666000 | 0%
ATV630C11N4F | ATV630 IP21 110KW 400V/440 | 393976000 | IDVSD: ALTIVAR PROCESS (ATV630, ATV650) | 393976000 | 0%
ATV630C13N4 | ATV630 VSD, 400-480V, 3PH, 132kW, IP-21 | 239899000 | IDVSD: ALTIVAR PROCESS (ATV630, ATV650) | 239899000 | 0%
ATV630C13N4F | ATV630 IP21 IP21 132KW 400V/440 | 411070000 | IDVSD: ALTIVAR PROCESS (ATV630, ATV650) | 411070000 | 0%
ATV630C16N4 | ATV630 VSD, 400-480V, 3PH, 160kW, IP-21 | 283096000 | IDVSD: ALTIVAR PROCESS (ATV630, ATV650) | 283096000 | 0%
ATV630C16N4F | ATV630 IP21 IP21 160KW 400V/440 | 435897000 | IDVSD: ALTIVAR PROCESS (ATV630, ATV650) | 435897000 | 0%
ATV630C20N4F | ATV630 IP21 IP21 200KW 400V/440 | 479446000 | IDVSD: ALTIVAR PROCESS (ATV630, ATV650) | 479446000 | 0%
ATV630C22N4 | ATV630 VSD, 400-480V, 3PH, 220kW, IP-21 | 311619000 | IDVSD: ALTIVAR PROCESS (ATV630, ATV650) | 311619000 | 0%
ATV630C25N4 | ATV630 VSD, 400-480V, 3PH, 250kW, IP-21 | 354937000 | IDVSD: ALTIVAR PROCESS (ATV630, ATV650) | 354937000 | 0%
ATV630C25N4F | ATV630 IP21 IP21 250KW 400V/440 | 572539000 | IDVSD: ALTIVAR PROCESS (ATV630, ATV650) | 572539000 | 0%
ATV630C31N4 | ATV630 VSD, 400-480V, 3PH, 315kW, IP-21 | 390742000 | IDVSD: ALTIVAR PROCESS (ATV630, ATV650) | 390742000 | 0%
ATV630C31N4F | ATV630 IP21 IP21 315KW 400V/440 | 751333000 | IDVSD: ALTIVAR PROCESS (ATV630, ATV650) | 751333000 | 0%
ATV630D11M3 | ATV630 VSD, 200-240V, 3PH, 11kW, IP-21 | 53713000 | IDVSD: ALTIVAR PROCESS (ATV630, ATV650) | 53713000 | 0%
ATV630D11N4 | ATV630 VSD, 400-480V, 3PH, 11kW, IP-21 | 41349000 | IDVSD: ALTIVAR PROCESS (ATV630, ATV650) | 41349000 | 0%
ATV630D15M3 | ATV630 VSD, 200-240V, 3PH,15kW, IP-21 | 66418000 | IDVSD: ALTIVAR PROCESS (ATV630, ATV650) | 66418000 | 0%
ATV630D15N4 | ATV630 VSD, 400-480V, 3PH,15kW, IP-21 | 47476000 | IDVSD: ALTIVAR PROCESS (ATV630, ATV650) | 47476000 | 0%
ATV630D18M3 | ATV630 VSD, 200-240V, 3PH, 18.5kW, IP-21 | 63756000 | IDVSD: ALTIVAR PROCESS (ATV630, ATV650) | 63756000 | 0%
ATV630D18N4 | ATV630 VSD, 400-480V, 3PH, 18.5kW, IP-21 | 53130000 | IDVSD: ALTIVAR PROCESS (ATV630, ATV650) | 53130000 | 0%
ATV630D22M3 | ATV630 VSD, 200-240V, 3PH, 22kW, IP-21 | 71841000 | IDVSD: ALTIVAR PROCESS (ATV630, ATV650) | 71841000 | 0%
ATV630D22N4 | ATV630 VSD, 400-480V, 3PH, 22kW, IP-21 | 59829000 | IDVSD: ALTIVAR PROCESS (ATV630, ATV650) | 59829000 | 0%
ATV630D30M3 | ATV630 VSD, 200-240V, 3PH, 30kW, IP-21 | 114807000 | IDVSD: ALTIVAR PROCESS (ATV630, ATV650) | 114807000 | 0%
ATV630D30N4 | ATV630 VSD, 400-480V, 3PH, 30kW, IP-21 | 73227000 | IDVSD: ALTIVAR PROCESS (ATV630, ATV650) | 73227000 | 0%
ATV630D37M3 | ATV630 VSD, 200-240V, 3PH, 37kW, IP-21 | 123937000 | IDVSD: ALTIVAR PROCESS (ATV630, ATV650) | 123937000 | 0%
ATV630D37N4 | ATV630 VSD, 400-480V, 3PH, 37kW, IP-21 | 85239000 | IDVSD: ALTIVAR PROCESS (ATV630, ATV650) | 85239000 | 0%
ATV630D45M3 | ATV630 VSD, 200-240V, 3PH, 45kW, IP-21 | 149688000 | IDVSD: ALTIVAR PROCESS (ATV630, ATV650) | 149688000 | 0%
ATV630D45N4 | ATV630 VSD, 400-480V, 3PH, 45kW, IP-21 | 98758000 | IDVSD: ALTIVAR PROCESS (ATV630, ATV650) | 98758000 | 0%
ATV630D55M3 | ATV630 VSD, 200-240V, 3PH, 55kW, IP-21 | 169444000 | IDVSD: ALTIVAR PROCESS (ATV630, ATV650) | 169444000 | 0%
ATV630D55N4 | ATV630 VSD, 400-480V, 3PH, 55kW, IP-21 | 118041000 | IDVSD: ALTIVAR PROCESS (ATV630, ATV650) | 118041000 | 0%
ATV630D75M3 | ATV630 VSD, 200-240V, 3PH, 75kW, IP-21 | 192654000 | IDVSD: ALTIVAR PROCESS (ATV630, ATV650) | 192654000 | 0%
ATV630D75N4 | ATV630 VSD, 400-480V, 3PH, 75kW, IP-21 | 131329000 | IDVSD: ALTIVAR PROCESS (ATV630, ATV650) | 131329000 | 0%
ATV630D90N4 | ATV630 VSD, 400-480V, 3PH, 90kW, IP-21 | 162052000 | IDVSD: ALTIVAR PROCESS (ATV630, ATV650) | 162052000 | 0%
ATV630U07M3 | ATV630 VSD, 200-240V, 3PH, 0.75kW, IP-21 | 30151000 | IDVSD: ALTIVAR PROCESS (ATV630, ATV650) | 30151000 | 0%
ATV630U07N4 | ATV630 VSD, 400-480V, 3PH, 0.75kW, IP-21 | 23221000 | IDVSD: ALTIVAR PROCESS (ATV630, ATV650) | 23221000 | 0%
ATV630U15M3 | ATV630 VSD, 200-240V, 3PH, 1.5kW, IP-21 | 31647000 | IDVSD: ALTIVAR PROCESS (ATV630, ATV650) | 31647000 | 0%
ATV630U15N4 | ATV630 VSD, 400-480V, 3PH, 1.5kW, IP-21 | 24376000 | IDVSD: ALTIVAR PROCESS (ATV630, ATV650) | 24376000 | 0%
ATV630U22M3 | ATV630 VSD, 200-240V, 3PH, 2.2kW, IP-21 | 33385000 | IDVSD: ALTIVAR PROCESS (ATV630, ATV650) | 33385000 | 0%
ATV630U22N4 | ATV630 VSD, 400-480V, 3PH, 2.2kW, IP-21 | 25641000 | IDVSD: ALTIVAR PROCESS (ATV630, ATV650) | 25641000 | 0%
ATV630U30M3 | ATV630 VSD, 200-240V, 3PH, 3.0kW, IP-21 | 35695000 | IDVSD: ALTIVAR PROCESS (ATV630, ATV650) | 35695000 | 0%
ATV630U30N4 | ATV630 VSD, 400-480V, 3PH, 3.0kW, IP-21 | 27489000 | IDVSD: ALTIVAR PROCESS (ATV630, ATV650) | 27489000 | 0%
ATV630U40M3 | ATV630 VSD, 200-240V, 3PH, 4.0kW, IP-21 | 37653000 | IDVSD: ALTIVAR PROCESS (ATV630, ATV650) | 37653000 | 0%
ATV630U40N4 | ATV630 VSD, 400-480V, 3PH, 4.0kW, IP-21 | 28996000 | IDVSD: ALTIVAR PROCESS (ATV630, ATV650) | 28996000 | 0%
ATV630U55M3 | ATV630 VSD, 200-240V, 3PH, 5.5kW, IP-21 | 40656000 | IDVSD: ALTIVAR PROCESS (ATV630, ATV650) | 40656000 | 0%
ATV630U55N4 | ATV630 VSD, 400-480V, 3PH, 5.5kW, IP-21 | 31306000 | IDVSD: ALTIVAR PROCESS (ATV630, ATV650) | 31306000 | 0%
ATV630U75M3 | ATV630 VSD, 200-240V, 3PH, 7.5kW, IP-21 | 42504000 | IDVSD: ALTIVAR PROCESS (ATV630, ATV650) | 42504000 | 0%
ATV630U75N4 | ATV630 VSD, 400-480V, 3PH, 7.5kW, IP-21 | 32692000 | IDVSD: ALTIVAR PROCESS (ATV630, ATV650) | 32692000 | 0%
ATV71H037M3 | ATV71 240V 0,37KW 0.5HP EMC W GRAPHIC TE | 24530000 | IDVSD: ALTIVAR PROCESS (ATV930, ATV950, ATV71), DRIVES AND SOFTSTARTER ACCESSORIES | 24530000 | 0%
ATV71H075M3 | ATV71 240V 0,75KW 1HP EMC W GRAPHIC TERM | 26576000 | IDVSD: ALTIVAR PROCESS (ATV930, ATV950, ATV71), DRIVES AND SOFTSTARTER ACCESSORIES | 26576000 | 0%
ATV71H075N4 | ATV71 480V 0,75KW 1HP WITH GRAPHIC TERM. | 31185000 | IDVSD: ALTIVAR PROCESS (ATV930, ATV950, ATV71), DRIVES AND SOFTSTARTER ACCESSORIES | 31185000 | 0%
ATV71H075N4Z | ATV71, 3P 380VAC, 0.75KW | 27434000 | IDVSD: ALTIVAR PROCESS (ATV930, ATV950, ATV71), DRIVES AND SOFTSTARTER ACCESSORIES | 27434000 | 0%
ATV71HC11N4 | ATV71 480V 110KW 150HP EMC W/GRAPHIC TE | 318208000 | IDVSD: ALTIVAR PROCESS (ATV930, ATV950, ATV71), DRIVES AND SOFTSTARTER ACCESSORIES | 318208000 | 0%
ATV71HC13N4 | ATV71 480V 132KW 200HP EMC WITH GRAPHIC | 423423000 | IDVSD: ALTIVAR PROCESS (ATV930, ATV950, ATV71), DRIVES AND SOFTSTARTER ACCESSORIES | 423423000 | 0%
ATV71HC16N4 | ATV71 480V 160KW 250HP EMC WITH GRAPHIC | 560252000 | IDVSD: ALTIVAR PROCESS (ATV930, ATV950, ATV71), DRIVES AND SOFTSTARTER ACCESSORIES | 560252000 | 0%
ATV71HC20N4 | ATV71 480V 200KW 300HP EMC WITH GRAPHIC | 680955000 | IDVSD: ALTIVAR PROCESS (ATV930, ATV950, ATV71), DRIVES AND SOFTSTARTER ACCESSORIES | 680955000 | 0%
ATV71HC25N4 | ATV71 480V 250KW 400HP EMC WITH GRAPHIC | 810689000 | IDVSD: ALTIVAR PROCESS (ATV930, ATV950, ATV71), DRIVES AND SOFTSTARTER ACCESSORIES | 810689000 | 0%
ATV71HC28N4 | ATV71 480V 280KW 450HP EMC WITH GRAPHIC | 944944000 | IDVSD: ALTIVAR PROCESS (ATV930, ATV950, ATV71), DRIVES AND SOFTSTARTER ACCESSORIES | 944944000 | 0%
ATV71HC31N4 | ATV71 480V 315KW 500HP EMC WITH GRAPHIC | 979924000 | IDVSD: ALTIVAR PROCESS (ATV930, ATV950, ATV71), DRIVES AND SOFTSTARTER ACCESSORIES | 979924000 | 0%
ATV71HC40N4 | ATV71 480V 400KW 600HP EMC WITH GRAPHIC | 1228447000 | IDVSD: ALTIVAR PROCESS (ATV930, ATV950, ATV71), DRIVES AND SOFTSTARTER ACCESSORIES | 1228447000 | 0%
ATV71HC50N4 | ATV71 480V 500KW 700HP EMC WITH GRAPHIC | 1584176000 | IDVSD: ALTIVAR PROCESS (ATV930, ATV950, ATV71), DRIVES AND SOFTSTARTER ACCESSORIES | 1584176000 | 0%
ATV71HD11M3X | ATV71 240V 11KW 15HP W O EMC W GRAPHIC | 76241000 | IDVSD: ALTIVAR PROCESS (ATV930, ATV950, ATV71), DRIVES AND SOFTSTARTER ACCESSORIES | 76241000 | 0%
ATV71HD11N4 | ATV71 480V 11KW 15HP WITH GRAPHIC TERM. | 59312000 | IDVSD: ALTIVAR PROCESS (ATV930, ATV950, ATV71), DRIVES AND SOFTSTARTER ACCESSORIES | 59312000 | 0%
ATV71HD11N4Z | ATV71 480V 11KW 15HP EMC W O GRAPHIC TER | 55286000 | IDVSD: ALTIVAR PROCESS (ATV930, ATV950, ATV71), DRIVES AND SOFTSTARTER ACCESSORIES | 55286000 | 0%
ATV71HD15M3X | ATV71 240V 15KW 20HP W O EMC W GRAPHIC | 83754000 | IDVSD: ALTIVAR PROCESS (ATV930, ATV950, ATV71), DRIVES AND SOFTSTARTER ACCESSORIES | 83754000 | 0%
ATV71HD15N4 | ATV71 480V 15KW 20HP WITH GRAPHIC KEYPAD | 79024000 | IDVSD: ALTIVAR PROCESS (ATV930, ATV950, ATV71), DRIVES AND SOFTSTARTER ACCESSORIES | 79024000 | 0%
ATV71HD15N4Z | ATV71 480V 15KW 20HP EMC WO GRAPHIC TERM | 74998000 | IDVSD: ALTIVAR PROCESS (ATV930, ATV950, ATV71), DRIVES AND SOFTSTARTER ACCESSORIES | 74998000 | 0%
ATV71HD18M3X | ATV71 240V 18,5KW 25HP W O EMC W GRAPHIC | 115566000 | IDVSD: ALTIVAR PROCESS (ATV930, ATV950, ATV71), DRIVES AND SOFTSTARTER ACCESSORIES | 115566000 | 0%
ATV71HD18N4 | ATV71 480V 18,5KW 25HP WITH GRAPHIC TER | 82203000 | IDVSD: ALTIVAR PROCESS (ATV930, ATV950, ATV71), DRIVES AND SOFTSTARTER ACCESSORIES | 82203000 | 0%
ATV71HD18N4Z | ATV71 480V 18,5KW 25HP EMC WO GRAPHIC TE | 78188000 | IDVSD: ALTIVAR PROCESS (ATV930, ATV950, ATV71), DRIVES AND SOFTSTARTER ACCESSORIES | 78188000 | 0%
ATV71HD22M3X | ATV71 240V 22KW 30HP W O EMC W GRAPHIC T | 145398000 | IDVSD: ALTIVAR PROCESS (ATV930, ATV950, ATV71), DRIVES AND SOFTSTARTER ACCESSORIES | 145398000 | 0%
ATV71HD22N4 | ATV71 480V 22KW 30HP EMC WITH GRAPHIC T | 90684000 | IDVSD: ALTIVAR PROCESS (ATV930, ATV950, ATV71), DRIVES AND SOFTSTARTER ACCESSORIES | 90684000 | 0%
ATV71HD22N4Z | ATV71 480V 22KW 30HP EMC WO GRAPHIC TERM | 86669000 | IDVSD: ALTIVAR PROCESS (ATV930, ATV950, ATV71), DRIVES AND SOFTSTARTER ACCESSORIES | 86669000 | 0%
ATV71HD30M3X | ATV71 240V 30KW 40HP W O EMC W GRAPHIC T | 172337000 | IDVSD: ALTIVAR PROCESS (ATV930, ATV950, ATV71), DRIVES AND SOFTSTARTER ACCESSORIES | 172337000 | 0%
ATV71HD30N4 | ATV71 480V 30KW 40HP WITH GRAPHIC TERM. | 114246000 | IDVSD: ALTIVAR PROCESS (ATV930, ATV950, ATV71), DRIVES AND SOFTSTARTER ACCESSORIES | 114246000 | 0%
ATV71HD30N4Z | ATV71 480V 30KW 40HP EMC WO GRAPHIC TERM | 110220000 | IDVSD: ALTIVAR PROCESS (ATV930, ATV950, ATV71), DRIVES AND SOFTSTARTER ACCESSORIES | 110220000 | 0%
ATV71HD37M3X | ATV71 240V 37KW 50HP W O EMC W GRAPHIC T | 208087000 | IDVSD: ALTIVAR PROCESS (ATV930, ATV950, ATV71), DRIVES AND SOFTSTARTER ACCESSORIES | 208087000 | 0%
ATV71HD37N4 | ATV71 480V 37KW 50HP EMC WITH GRAPHIC TE | 128645000 | IDVSD: ALTIVAR PROCESS (ATV930, ATV950, ATV71), DRIVES AND SOFTSTARTER ACCESSORIES | 128645000 | 0%
ATV71HD37N4Z | ATV71 480V 37KW 50HP EMC WO GRAPHIC TERM | 124619000 | IDVSD: ALTIVAR PROCESS (ATV930, ATV950, ATV71), DRIVES AND SOFTSTARTER ACCESSORIES | 124619000 | 0%
ATV71HD45M3X | ATV71 240V 45KW 60HP W O EMC W GRAPHIC T | 235708000 | IDVSD: ALTIVAR PROCESS (ATV930, ATV950, ATV71), DRIVES AND SOFTSTARTER ACCESSORIES | 235708000 | 0%
ATV71HD45N4 | ATV71 480V 45KW 60HP EMC WITH GRAPHIC TE | 145365000 | IDVSD: ALTIVAR PROCESS (ATV930, ATV950, ATV71), DRIVES AND SOFTSTARTER ACCESSORIES | 145365000 | 0%
ATV71HD45N4Z | ATV71 480V 45KW 60HP EMC WO GRAPHIC TERM | 141339000 | IDVSD: ALTIVAR PROCESS (ATV930, ATV950, ATV71), DRIVES AND SOFTSTARTER ACCESSORIES | 141339000 | 0%
ATV71HD55M3X | ATV71 240V 55KW 75HP W O EMC WITH GRAPHI | 290191000 | IDVSD: ALTIVAR PROCESS (ATV930, ATV950, ATV71), DRIVES AND SOFTSTARTER ACCESSORIES | 290191000 | 0%
ATV71HD55N4 | ATV71 480V 55KW 75HP WITH GRAPHIC TERM. | 184789000 | IDVSD: ALTIVAR PROCESS (ATV930, ATV950, ATV71), DRIVES AND SOFTSTARTER ACCESSORIES | 184789000 | 0%
ATV71HD55N4Z | ATV71 480V 55KW 75HP EMC WO GRAPHIC TERM | 180774000 | IDVSD: ALTIVAR PROCESS (ATV930, ATV950, ATV71), DRIVES AND SOFTSTARTER ACCESSORIES | 180774000 | 0%
ATV71HD75M3X | ATV71 240V 75KW 100HP W O EMC WITH GRAPH | 343717000 | IDVSD: ALTIVAR PROCESS (ATV930, ATV950, ATV71), DRIVES AND SOFTSTARTER ACCESSORIES | 343717000 | 0%
ATV71HD75N4 | ATV71 480V 75KW 100HP WITH GRAPHIC TERM. | 218460000 | IDVSD: ALTIVAR PROCESS (ATV930, ATV950, ATV71), DRIVES AND SOFTSTARTER ACCESSORIES | 218460000 | 0%
ATV71HD75N4Z | ATV71 480V 75KW 100HP EMC WO GRAPHIC TER | 214445000 | IDVSD: ALTIVAR PROCESS (ATV930, ATV950, ATV71), DRIVES AND SOFTSTARTER ACCESSORIES | 214445000 | 0%
ATV71HD90N4 | ATV71 480V 90KW 125HP EMC WITH GRAPHIC T | 280841000 | IDVSD: ALTIVAR PROCESS (ATV930, ATV950, ATV71), DRIVES AND SOFTSTARTER ACCESSORIES | 280841000 | 0%
ATV71HU15M3 | ATV71 240V 1,5KW 2HP EMC W GRAPHIC TERM. | 31097000 | IDVSD: ALTIVAR PROCESS (ATV930, ATV950, ATV71), DRIVES AND SOFTSTARTER ACCESSORIES | 31097000 | 0%
ATV71HU15N4 | ATV71 480V 1,5KW 2HP WITH GRAPHIC TERM. | 36179000 | IDVSD: ALTIVAR PROCESS (ATV930, ATV950, ATV71), DRIVES AND SOFTSTARTER ACCESSORIES | 36179000 | 0%
ATV71HU15N4Z | ATV71 480V 1,5KW 2HP EMC W O GRAPHIC TE | 32472000 | IDVSD: ALTIVAR PROCESS (ATV930, ATV950, ATV71), DRIVES AND SOFTSTARTER ACCESSORIES | 32472000 | 0%
ATV71HU22M3 | ATV71 240V 2,2KW 3HP EMC W GRAPHIC TERM. | 37356000 | IDVSD: ALTIVAR PROCESS (ATV930, ATV950, ATV71), DRIVES AND SOFTSTARTER ACCESSORIES | 37356000 | 0%
ATV71HU22N4 | ATV71 480V 2,2KW 3HP WITH GRAPHIC TERM. | 37158000 | IDVSD: ALTIVAR PROCESS (ATV930, ATV950, ATV71), DRIVES AND SOFTSTARTER ACCESSORIES | 37158000 | 0%
ATV71HU22N4Z | ATV71 480V 2,2KW 3HP EMC W O GRAPHIC TE | 33462000 | IDVSD: ALTIVAR PROCESS (ATV930, ATV950, ATV71), DRIVES AND SOFTSTARTER ACCESSORIES | 33462000 | 0%
ATV71HU30M3 | ATV71, 3P 220VAC, 3KW | 40326000 | IDVSD: ALTIVAR PROCESS (ATV930, ATV950, ATV71), DRIVES AND SOFTSTARTER ACCESSORIES | 40326000 | 0%
ATV71HU30N4 | ATV71 480V 3KW WITH GRAPHIC TERM. | 40656000 | IDVSD: ALTIVAR PROCESS (ATV930, ATV950, ATV71), DRIVES AND SOFTSTARTER ACCESSORIES | 40656000 | 0%
ATV71HU30N4Z | ATV71 480V 3KW EMC WO GRAPHIC TERM. | 36993000 | IDVSD: ALTIVAR PROCESS (ATV930, ATV950, ATV71), DRIVES AND SOFTSTARTER ACCESSORIES | 36993000 | 0%
ATV71HU40M3 | ATV71 240V 4KW 5HP EMC W GRAPHIC TERM. | 40722000 | IDVSD: ALTIVAR PROCESS (ATV930, ATV950, ATV71), DRIVES AND SOFTSTARTER ACCESSORIES | 40722000 | 0%
ATV71HU40N4 | ATV71 480V 4KW 5HP WITH GRAPHIC TERM. | 41591000 | IDVSD: ALTIVAR PROCESS (ATV930, ATV950, ATV71), DRIVES AND SOFTSTARTER ACCESSORIES | 41591000 | 0%
ATV71HU40N4Z | ATV71 480V 4KW 5HP EMC WO GRAPHIC TERM. | 37939000 | IDVSD: ALTIVAR PROCESS (ATV930, ATV950, ATV71), DRIVES AND SOFTSTARTER ACCESSORIES | 37939000 | 0%
ATV71HU55M3 | ATV71 240V 5,5KW 7.5HP EMC W GRAPHIC TER | 51084000 | IDVSD: ALTIVAR PROCESS (ATV930, ATV950, ATV71), DRIVES AND SOFTSTARTER ACCESSORIES | 51084000 | 0%
ATV71HU55N4 | ATV71 480V 5,5KW 7.5HP WITH E08-01-05 | 46948000 | IDVSD: ALTIVAR PROCESS (ATV930, ATV950, ATV71), DRIVES AND SOFTSTARTER ACCESSORIES | 46948000 | 0%
ATV71HU55N4Z | ATV71 480V 5,5KW 7.5HP EMC W O GRAPHIC | 42504000 | IDVSD: ALTIVAR PROCESS (ATV930, ATV950, ATV71), DRIVES AND SOFTSTARTER ACCESSORIES | 42504000 | 0%
ATV71HU75M3 | ATV71 240V 7,5KW 10HP EMC W GRAPHIC TERM | 59796000 | IDVSD: ALTIVAR PROCESS (ATV930, ATV950, ATV71), DRIVES AND SOFTSTARTER ACCESSORIES | 59796000 | 0%
ATV71HU75N4 | ATV71 480V 7,5KW 10HP WITH GRAPHIC TERM | 48554000 | IDVSD: ALTIVAR PROCESS (ATV930, ATV950, ATV71), DRIVES AND SOFTSTARTER ACCESSORIES | 48554000 | 0%
ATV71HU75N4Z | ATV71 480V 7,5KW 10HP EMC W O GRAPHIC T | 44528000 | IDVSD: ALTIVAR PROCESS (ATV930, ATV950, ATV71), DRIVES AND SOFTSTARTER ACCESSORIES | 44528000 | 0%
ATV930C11N4C | ATV930 IP00 110KW 400V/480V W/O BRAKING CHOPPER | 212641000 | IDVSD: ALTIVAR PROCESS (ATV930, ATV950, ATV71), DRIVES AND SOFTSTARTER ACCESSORIES | 212641000 | 0%
ATV930C11N4F | ATV930 IP21 110KW 400V/480V | 421696000 | IDVSD: ALTIVAR PROCESS (ATV930, ATV950, ATV71), DRIVES AND SOFTSTARTER ACCESSORIES | 421696000 | 0%
ATV930C13N4C | ATV930 IP00 132KW 400V/480V W/O BRAKING CHOPPER | 254793000 | IDVSD: ALTIVAR PROCESS (ATV930, ATV950, ATV71), DRIVES AND SOFTSTARTER ACCESSORIES | 254793000 | 0%
ATV930C13N4F | ATV930 IP21 132KW 400V/480V | 439824000 | IDVSD: ALTIVAR PROCESS (ATV930, ATV950, ATV71), DRIVES AND SOFTSTARTER ACCESSORIES | 439824000 | 0%
ATV930C16N4C | ATV930 IP00 160KW 400V/480V W/O BRAKING CHOPPER | 305041000 | IDVSD: ALTIVAR PROCESS (ATV930, ATV950, ATV71), DRIVES AND SOFTSTARTER ACCESSORIES | 305041000 | 0%
ATV930C16N4F | ATV930 IP21 160KW 400V/480V | 466389000 | IDVSD: ALTIVAR PROCESS (ATV930, ATV950, ATV71), DRIVES AND SOFTSTARTER ACCESSORIES | 466389000 | 0%
ATV930C20N4F | ATV930 IP21 200KW 400V/480V | 641256000 | IDVSD: ALTIVAR PROCESS (ATV930, ATV950, ATV71), DRIVES AND SOFTSTARTER ACCESSORIES | 641256000 | 0%
ATV930C22N4 | ATV930 VSD, 400-480V, 3PH, 220kW, IP-21 | 395010000 | IDVSD: ALTIVAR PROCESS (ATV930, ATV950, ATV71), DRIVES AND SOFTSTARTER ACCESSORIES | 395010000 | 0%
ATV930C22N4C | ATV930 VSD, 400-480V, 3PH, 220kW, IP-21 W/O BRAKING CHOPPER | 359095000 | IDVSD: ALTIVAR PROCESS (ATV930, ATV950, ATV71), DRIVES AND SOFTSTARTER ACCESSORIES | 359095000 | 0%
ATV930C25N4C | ATV930 VSD, 400-480V, 3PH, 220kW, IP-21 W/O BRAKING CHOPPER | 420189000 | IDVSD: ALTIVAR PROCESS (ATV930, ATV950, ATV71), DRIVES AND SOFTSTARTER ACCESSORIES | 420189000 | 0%
ATV930C25N4F | ATV930 IP21 250KW 400V/480V | 751443000 | IDVSD: ALTIVAR PROCESS (ATV930, ATV950, ATV71), DRIVES AND SOFTSTARTER ACCESSORIES | 751443000 | 0%
ATV930C31N4C | ATV930 VSD, 400-480V, 3PH, 220kW, IP-21 W/O BRAKING CHOPPER | 483252000 | IDVSD: ALTIVAR PROCESS (ATV930, ATV950, ATV71), DRIVES AND SOFTSTARTER ACCESSORIES | 483252000 | 0%
ATV930C31N4F | ATV930 IP21 315KW 400V/480V | 917301000 | IDVSD: ALTIVAR PROCESS (ATV930, ATV950, ATV71), DRIVES AND SOFTSTARTER ACCESSORIES | 917301000 | 0%
ATV930D11M3 | ATV930 IP21 11KW 200V/240V | 63415000 | IDVSD: ALTIVAR PROCESS (ATV930, ATV950, ATV71), DRIVES AND SOFTSTARTER ACCESSORIES | 63415000 | 0%
ATV930D11N4 | ATV930 IP21 11KW 400V/480V | 48741000 | IDVSD: ALTIVAR PROCESS (ATV930, ATV950, ATV71), DRIVES AND SOFTSTARTER ACCESSORIES | 48741000 | 0%
ATV930D15M3 | ATV930 IP21 15KW 200V/240V | 75075000 | IDVSD: ALTIVAR PROCESS (ATV930, ATV950, ATV71), DRIVES AND SOFTSTARTER ACCESSORIES | 75075000 | 0%
ATV930D15N4 | ATV930 IP21 15KW 400V/480V | 57750000 | IDVSD: ALTIVAR PROCESS (ATV930, ATV950, ATV71), DRIVES AND SOFTSTARTER ACCESSORIES | 57750000 | 0%
ATV930D18M3 | ATV930 IP21 18,5KW 200V/240V | 83512000 | IDVSD: ALTIVAR PROCESS (ATV930, ATV950, ATV71), DRIVES AND SOFTSTARTER ACCESSORIES | 83512000 | 0%
ATV930D18N4 | ATV930 IP21 18,5KW 400V/480V | 64218000 | IDVSD: ALTIVAR PROCESS (ATV930, ATV950, ATV71), DRIVES AND SOFTSTARTER ACCESSORIES | 64218000 | 0%
ATV930D22M3 | ATV930 IP21 22KW 200V/240V | 91707000 | IDVSD: ALTIVAR PROCESS (ATV930, ATV950, ATV71), DRIVES AND SOFTSTARTER ACCESSORIES | 91707000 | 0%
ATV930D22N4 | ATV930 IP21 22KW 400V/480V | 70576000 | IDVSD: ALTIVAR PROCESS (ATV930, ATV950, ATV71), DRIVES AND SOFTSTARTER ACCESSORIES | 70576000 | 0%
ATV930D30M3 | ATV930 IP21 30KW 200V/240V | 126247000 | IDVSD: ALTIVAR PROCESS (ATV930, ATV950, ATV71), DRIVES AND SOFTSTARTER ACCESSORIES | 126247000 | 0%
ATV930D30M3C | ATV930 IP21 30KW 200V/240V W/O BRAKING CHOPPER | 113652000 | IDVSD: ALTIVAR PROCESS (ATV930, ATV950, ATV71), DRIVES AND SOFTSTARTER ACCESSORIES | 113652000 | 0%
ATV930D30N4 | ATV930 IP21 30KW 400V/480V | 78892000 | IDVSD: ALTIVAR PROCESS (ATV930, ATV950, ATV71), DRIVES AND SOFTSTARTER ACCESSORIES | 78892000 | 0%
ATV930D37M3 | ATV930 IP21 37KW 200V/240V | 140910000 | IDVSD: ALTIVAR PROCESS (ATV930, ATV950, ATV71), DRIVES AND SOFTSTARTER ACCESSORIES | 140910000 | 0%
ATV930D37M3C | ATV930 IP21 37KW 200V/240V W/O BRAKING CHOPPER | 126819000 | IDVSD: ALTIVAR PROCESS (ATV930, ATV950, ATV71), DRIVES AND SOFTSTARTER ACCESSORIES | 126819000 | 0%
ATV930D37N4 | ATV930 IP21 37KW 400V/480V | 93907000 | IDVSD: ALTIVAR PROCESS (ATV930, ATV950, ATV71), DRIVES AND SOFTSTARTER ACCESSORIES | 93907000 | 0%
ATV930D45M3 | ATV930 IP21 45KW 200V/240V | 177067000 | IDVSD: ALTIVAR PROCESS (ATV930, ATV950, ATV71), DRIVES AND SOFTSTARTER ACCESSORIES | 177067000 | 0%
ATV930D45M3C | ATV930 IP21 45KW 200V/240V W/O BRAKING CHOPPER | 141603000 | IDVSD: ALTIVAR PROCESS (ATV930, ATV950, ATV71), DRIVES AND SOFTSTARTER ACCESSORIES | 141603000 | 0%
ATV930D45N4 | ATV930 IP21 45KW 400V/480V | 110649000 | IDVSD: ALTIVAR PROCESS (ATV930, ATV950, ATV71), DRIVES AND SOFTSTARTER ACCESSORIES | 110649000 | 0%
ATV930D55M3C | ATV930 IP00 55KW 200V/240V W/O BRAKING CHOPPER | 226611000 | IDVSD: ALTIVAR PROCESS (ATV930, ATV950, ATV71), DRIVES AND SOFTSTARTER ACCESSORIES | 226611000 | 0%
ATV930D55N4 | ATV930 IP21 55KW 400V/480V | 133287000 | IDVSD: ALTIVAR PROCESS (ATV930, ATV950, ATV71), DRIVES AND SOFTSTARTER ACCESSORIES | 133287000 | 0%
ATV930D55N4C | ATV930 IP21 55KW 400V/480V W/O BRAKING CHOPPER | 124509000 | IDVSD: ALTIVAR PROCESS (ATV930, ATV950, ATV71), DRIVES AND SOFTSTARTER ACCESSORIES | 124509000 | 0%
ATV930D75M3C | ATV930 IP00 75KW 200V/240V W/O BRAKING CHOPPER | 237699000 | IDVSD: ALTIVAR PROCESS (ATV930, ATV950, ATV71), DRIVES AND SOFTSTARTER ACCESSORIES | 237699000 | 0%
ATV930D75N4 | ATV930 IP21 75KW 400V/480V | 148533000 | IDVSD: ALTIVAR PROCESS (ATV930, ATV950, ATV71), DRIVES AND SOFTSTARTER ACCESSORIES | 148533000 | 0%
ATV930D75N4C | ATV930 IP21 75KW 400V/480V W/O BRAKING CHOPPER | 134442000 | IDVSD: ALTIVAR PROCESS (ATV930, ATV950, ATV71), DRIVES AND SOFTSTARTER ACCESSORIES | 134442000 | 0%
ATV930D90N4 | ATV930 IP21 90KW 400V/480V | 170368000 | IDVSD: ALTIVAR PROCESS (ATV930, ATV950, ATV71), DRIVES AND SOFTSTARTER ACCESSORIES | 170368000 | 0%
ATV930D90N4C | ATV930 IP21 90KW 400V/480V W/O BRAKING CHOPPER | 154891000 | IDVSD: ALTIVAR PROCESS (ATV930, ATV950, ATV71), DRIVES AND SOFTSTARTER ACCESSORIES | 154891000 | 0%
ATV930U07M3 | ATV930 IP21 0,75KW 200V/240V | 41239000 | IDVSD: ALTIVAR PROCESS (ATV930, ATV950, ATV71), DRIVES AND SOFTSTARTER ACCESSORIES | 41239000 | 0%
ATV930U07N4 | ATV930 IP21 0,75KW 400V/480V | 29458000 | IDVSD: ALTIVAR PROCESS (ATV930, ATV950, ATV71), DRIVES AND SOFTSTARTER ACCESSORIES | 29458000 | 0%
ATV930U15M3 | ATV930 IP21 1,5KW 200V/240V | 43549000 | IDVSD: ALTIVAR PROCESS (ATV930, ATV950, ATV71), DRIVES AND SOFTSTARTER ACCESSORIES | 43549000 | 0%
ATV930U15N4 | ATV930 IP21 1,5KW 400V/480V | 31075000 | IDVSD: ALTIVAR PROCESS (ATV930, ATV950, ATV71), DRIVES AND SOFTSTARTER ACCESSORIES | 31075000 | 0%
ATV930U22M3 | ATV930 IP21 2,2KW 200V/240V | 45738000 | IDVSD: ALTIVAR PROCESS (ATV930, ATV950, ATV71), DRIVES AND SOFTSTARTER ACCESSORIES | 45738000 | 0%
ATV930U22N4 | ATV930 IP21 2,2KW 400V/480V | 32692000 | IDVSD: ALTIVAR PROCESS (ATV930, ATV950, ATV71), DRIVES AND SOFTSTARTER ACCESSORIES | 32692000 | 0%
ATV930U30M3 | ATV930 IP21 3KW 200V/240V | 47245000 | IDVSD: ALTIVAR PROCESS (ATV930, ATV950, ATV71), DRIVES AND SOFTSTARTER ACCESSORIES | 47245000 | 0%
ATV930U30N4 | ATV930 IP21 3KW 400V/480V | 33726000 | IDVSD: ALTIVAR PROCESS (ATV930, ATV950, ATV71), DRIVES AND SOFTSTARTER ACCESSORIES | 33726000 | 0%
ATV930U40M3 | ATV930 IP21 4KW 200V/240V | 49203000 | IDVSD: ALTIVAR PROCESS (ATV930, ATV950, ATV71), DRIVES AND SOFTSTARTER ACCESSORIES | 49203000 | 0%
ATV930U40N4 | ATV930 IP21 4KW 400V/480V | 35112000 | IDVSD: ALTIVAR PROCESS (ATV930, ATV950, ATV71), DRIVES AND SOFTSTARTER ACCESSORIES | 35112000 | 0%
ATV930U55M3 | ATV930 IP21 5,5KW 200V/240V | 52206000 | IDVSD: ALTIVAR PROCESS (ATV930, ATV950, ATV71), DRIVES AND SOFTSTARTER ACCESSORIES | 52206000 | 0%
ATV930U55N4 | ATV930 IP21 5,5KW 400V/480V | 37312000 | IDVSD: ALTIVAR PROCESS (ATV930, ATV950, ATV71), DRIVES AND SOFTSTARTER ACCESSORIES | 37312000 | 0%
ATV930U75M3 | ATV930 IP21 7,5KW 200V/240V | 58102000 | IDVSD: ALTIVAR PROCESS (ATV930, ATV950, ATV71), DRIVES AND SOFTSTARTER ACCESSORIES | 58102000 | 0%
ATV930U75N4 | ATV930 IP21 7,5KW 400V/480V | 41470000 | IDVSD: ALTIVAR PROCESS (ATV930, ATV950, ATV71), DRIVES AND SOFTSTARTER ACCESSORIES | 41470000 | 0%
SR2A101BD | 10 I/O, 24Vdc, 6 inputs, 4 relay outputs, without clock | 3102000 | IDMST: MACHINE SOL TRANSACTN | 2959000 | 4.833%
SR2A101FU | 10 I/O, 120-240Vac, 6 inputs, 4 relay outputs, without clock | 3190000 | IDMST: MACHINE SOL TRANSACTN | 3036000 | 5.072%
SR2A201FU | 20 I/O, 120-240Vac, 12 inputs, 8 relay outputs, without clock | 4763000 | IDMST: MACHINE SOL TRANSACTN | 4532000 | 5.097%
SR2B121BD | 12 I/O, 24Vdc, 8 inputs (including 4 analog), 4 relay outputs, with clock | 4015000 | IDMST: MACHINE SOL TRANSACTN | 3828000 | 4.885%
SR2B121FU | 12 I/O, 120-240Vac, 8 inputs, 4 relay outputs, with clock | 4092000 | IDMST: MACHINE SOL TRANSACTN | 3894000 | 5.085%
SR2B121JD | 12 I/O, 12Vdc, 8 inputs (including 4 analog), 4 relay outputs, with clock | 3938000 | IDMST: MACHINE SOL TRANSACTN | 3751000 | 4.985%
SR2B201FU | 20 I/O, 120-240Vac, 12 inputs, 8 relay outputs, with clock | 5940000 | IDMST: MACHINE SOL TRANSACTN | 5654000 | 5.058%
SR2B202BD | 20 I/O, 24Vdc, 12 inputs(including analog), 8 transistor outputs, with clock | 4851000 | IDMST: MACHINE SOL TRANSACTN | 4620000 | 5%
SR2CBL01 | Programming cable for Zelio, RS232 | 2299000 | IDMST: MACHINE SOL TRANSACTN | 2189000 | 5.025%
SR2COM01 | Zelio Logic Communication Module | 4257000 | IDMST: MACHINE SOL TRANSACTN | 4059000 | 4.878%
SR2D101FU | 10 I/O, 120-240Vac, 6 inputs, 4 relay outputs, without clock | 2783000 | IDMST: MACHINE SOL TRANSACTN | 2651000 | 4.979%
SR2D201FU | 20 I/O, 120-240Vac, 12 inputs, 8 relay outputs, without clock | 4290000 | IDMST: MACHINE SOL TRANSACTN | 4081000 | 5.121%
SR2E121BD | 12 I/O, 24Vdc, 8 inputs (4 analogs), 4 relay outputs, with clock | 2860000 | IDMST: MACHINE SOL TRANSACTN | 2728000 | 4.839%
SR2E121FU | 12 I/O, 120-240Vac, 8 inputs, 4 relay outputs, with clock | 2959000 | IDMST: MACHINE SOL TRANSACTN | 2816000 | 5.078%
SR2E201BD | 20 I/O, 24Vdc, 12 inputs(including analog), 8 relay outputs, with clock | 4290000 | IDMST: MACHINE SOL TRANSACTN | 4081000 | 5.121%
SR2E201FU | 20 I/O, 120-240Vac, 12 inputs, 8 relay outputs, with clock | 4400000 | IDMST: MACHINE SOL TRANSACTN | 4191000 | 4.987%
SR2USB01 | Programming cable for Zelio, USB port | 3058000 | IDMST: MACHINE SOL TRANSACTN | 2915000 | 4.906%
SR3B101B | 10 I/O, 24Vac, 6 inputs, 4 relay outputs, with clock | 3432000 | IDMST: MACHINE SOL TRANSACTN | 3267000 | 5.051%
SR3B101BD | 10 I/O, 24Vdc, 6 inputs (including 4 analog), 4 relay outputs, with clock | 4367000 | IDMST: MACHINE SOL TRANSACTN | 4158000 | 5.026%
SR3B101FU | 10 I/O, 120-240Vac, 6 inputs, 4 relay outputs, with clock | 3542000 | IDMST: MACHINE SOL TRANSACTN | 3377000 | 4.886%
SR3B102BD | 10 I/O, 24Vdc, 6 inputs (including 4 analog), 4 transistor outputs, with clock | 4059000 | IDMST: MACHINE SOL TRANSACTN | 3861000 | 5.128%
SR3B261B | 26 I/O, 24Vac, 16 inputs, 10 relay outputs, with clock | 6237000 | IDMST: MACHINE SOL TRANSACTN | 5940000 | 5%
SR3B261BD | 26 I/O, 24Vdc, 16 inputs (including 6 analog), 10 relay outputs, with clock | 6512000 | IDMST: MACHINE SOL TRANSACTN | 6204000 | 4.965%
SR3B261FU | 26 I/O, 100-240Vac, 16 inputs, 10 relay outputs, with clock | 6149000 | IDMST: MACHINE SOL TRANSACTN | 5852000 | 5.075%
SR3B261JD | 26 I/O, 12Vdc, 16 inputs (including 6 analog), 10 relay outputs, with clock | 6237000 | IDMST: MACHINE SOL TRANSACTN | 5940000 | 5%
SR3B262BD | 26 I/O, 24Vdc, 16 inputs (including 6 analog), 10 transistor outputs, with clock | 5742000 | IDMST: MACHINE SOL TRANSACTN | 5467000 | 5.03%
SR3MBU01BD | SR3 ModBus Slave Communications Module, with 24 VDC version only | 4224000 | IDMST: MACHINE SOL TRANSACTN | 4026000 | 4.918%
SR3XT101BD | 10 pt Digital, 24Vdc, 6 inputs, 4 relay outputs | 1683000 | IDMST: MACHINE SOL TRANSACTN | 1606000 | 4.795%
SR3XT101FU | 10 pt Digital, 120-240Vac, 6 inputs, 4 relay outputs | 1683000 | IDMST: MACHINE SOL TRANSACTN | 1606000 | 4.795%
SR3XT101JD | 10 pt Digital, 12Vdc, 6 inputs, 4 relay outputs | 1716000 | IDMST: MACHINE SOL TRANSACTN | 1639000 | 4.698%
SR3XT141BD | 14 pt Digital, 24Vdc, 8 inputs, 6 relay outputs | 2497000 | IDMST: MACHINE SOL TRANSACTN | 2376000 | 5.093%
SR3XT141FU | 14 pt Digital, 120-240Vac, 8 inputs, 6 relay outputs | 2497000 | IDMST: MACHINE SOL TRANSACTN | 2376000 | 5.093%
SR3XT43BD | 14 pt Analog, 12Vdc, 8 inputs, 6 relay outputs | 3597000 | IDMST: MACHINE SOL TRANSACTN | 3421000 | 5.145%
SR3XT61B | 6 pt Digital, 24Vac, 4 inputs, 2 relay outputs | 1298000 | IDMST: MACHINE SOL TRANSACTN | 1232000 | 5.357%
SR3XT61BD | 6 pt Digital, 24Vdc, 4 inputs, 2 relay outputs | 1276000 | IDMST: MACHINE SOL TRANSACTN | 1210000 | 5.455%
SR3XT61FU | 6 pt Digital, 120-240Vac, 4 inputs, 2 relay outputs | 1276000 | IDMST: MACHINE SOL TRANSACTN | 1210000 | 5.455%
TM221C16R | CONTROLLER M221-16IO RELAY COMPACT | 7117000 | IDMST: MACHINE SOL TRANSACTN | 6908000 | 3.025%
TM221C16T | CONTROLLER M221-16IO TR.SOURCE COMPACT | 7216000 | IDMST: MACHINE SOL TRANSACTN | 7007000 | 2.983%
TM221C16U | CONTROLLER M221-16IO TR.SINK COMPACT | 7216000 | IDMST: MACHINE SOL TRANSACTN | 7007000 | 2.983%
TM221C24R | CONTROLLER M221-24IO RELAY COMPACT | 7766000 | IDMST: MACHINE SOL TRANSACTN | 7535000 | 3.066%
TM221C24T | CONTROLLER M221-24IO TR.SOURCE COMPACT | 7832000 | IDMST: MACHINE SOL TRANSACTN | 7601000 | 3.039%
TM221C24U | CONTROLLER M221-24IO TR.SINK COMPACT | 7832000 | IDMST: MACHINE SOL TRANSACTN | 7601000 | 3.039%
TM221C40R | CONTROLLER M221-40IO RELAY COMPACT | 10340000 | IDMST: MACHINE SOL TRANSACTN | 10043000 | 2.957%
TM221C40T | CONTROLLER M221-40IO TR.SOURCE COMPACT | 10450000 | IDMST: MACHINE SOL TRANSACTN | 10142000 | 3.037%
TM221C40U | CONTROLLER M221-40IO TR.SINK COMPACT | 10450000 | IDMST: MACHINE SOL TRANSACTN | 10142000 | 3.037%
TM221CE16R | CONTROLLER M221-16IO RELAY ETHERNET COMPACT | 7326000 | IDMST: MACHINE SOL TRANSACTN | 7117000 | 2.937%
TM221CE16T | CONTROLLER M221-16IO TR.SOURCE ETHERNET COMPACT | 7414000 | IDMST: MACHINE SOL TRANSACTN | 7194000 | 3.058%
TM221CE16U | CONTROLLER M221-16IO TR.SINK ETHERNET COMPACT | 7414000 | IDMST: MACHINE SOL TRANSACTN | 7194000 | 3.058%
TM221CE24R | CONTROLLER M221-24IO RELAY ETHERNET COMPACT | 8624000 | IDMST: MACHINE SOL TRANSACTN | 8371000 | 3.022%
TM221CE24T | CONTROLLER M221-24IO TR.SOURCE ETHERNET COMPACT | 8701000 | IDMST: MACHINE SOL TRANSACTN | 8448000 | 2.995%
TM221CE24U | CONTROLLER M221-24IO TR.SINK ETHERNET COMPACT | 8701000 | IDMST: MACHINE SOL TRANSACTN | 8448000 | 2.995%
TM221CE40R | CONTROLLER M221-40IO RELAY ETHERNET COMPACT | 11220000 | IDMST: MACHINE SOL TRANSACTN | 10890000 | 3.03%
TM221CE40T | CONTROLLER M221-40IO TR.SOURCE ETHERNET COMPACT | 11319000 | IDMST: MACHINE SOL TRANSACTN | 10989000 | 3.003%
TM221CE40U | CONTROLLER M221-40IO TR.SINK ETHERNET COMPACT | 11319000 | IDMST: MACHINE SOL TRANSACTN | 10989000 | 3.003%
TM221M16R | CONTROLLER M221-16IO RELAY MODULAR | 7656000 | IDMST: MACHINE SOL TRANSACTN | 7436000 | 2.959%
TM221M16RG | CONTROLLER M221-16IO RELAY SPRING MODULAR | 7656000 | IDMST: MACHINE SOL TRANSACTN | 7436000 | 2.959%
TM221M16T | CONTROLLER M221-24IO TR.SOURCE MODULAR | 7656000 | IDMST: MACHINE SOL TRANSACTN | 7436000 | 2.959%
TM221M16TG | CONTROLLER M221-24IO TR.SOURCE SPRING MODULAR | 7656000 | IDMST: MACHINE SOL TRANSACTN | 7436000 | 2.959%
TM221M16U | CONTROLLER M221-24IO TR.SINK MODULAR | 7733000 | IDMST: MACHINE SOL TRANSACTN | 7513000 | 2.928%
TM221M16UG | CONTROLLER M221-24IO TR.SINK SPRING MODULAR | 7733000 | IDMST: MACHINE SOL TRANSACTN | 7513000 | 2.928%
TM221M32TK | CONTROLLER M221-32IO TR.SOURCE MODULAR | 8514000 | IDMST: MACHINE SOL TRANSACTN | 8261000 | 3.063%
TM221M32UK | CONTROLLER M221-32IO TR.SINK MODULAR | 8602000 | IDMST: MACHINE SOL TRANSACTN | 8349000 | 3.03%
TM221ME16R | CONTROLLER M221-16IO RELAY ETHERNET MODULAR | 8514000 | IDMST: MACHINE SOL TRANSACTN | 8261000 | 3.063%
TM221ME16RG | CONTROLLER M221-16IO RELAY ETH SPRING MODULAR | 8514000 | IDMST: MACHINE SOL TRANSACTN | 8261000 | 3.063%
TM221ME16T | CONTROLLER M221-24IO TR.SOURCE ETH MODULAR | 8514000 | IDMST: MACHINE SOL TRANSACTN | 8261000 | 3.063%
TM221ME16TG | CONTROLLER M221-24IO TR.SOURCE ETH SPRING MODULAR | 8514000 | IDMST: MACHINE SOL TRANSACTN | 8261000 | 3.063%
TM221ME16U | CONTROLLER M221-24IO TR.SINK ETH MODULAR | 8602000 | IDMST: MACHINE SOL TRANSACTN | 8349000 | 3.03%
TM221ME16UG | CONTROLLER M221-24IO TR.SINK ETH SPRING MODULAR | 8602000 | IDMST: MACHINE SOL TRANSACTN | 8349000 | 3.03%
TM221ME32TK | CONTROLLER M221-32IO TR.SOURCE ETH MODULAR | 9361000 | IDMST: MACHINE SOL TRANSACTN | 9086000 | 3.027%
TM221ME32UK | CONTROLLER M221-32IO TR.SINK ETH MODULAR | 9460000 | IDMST: MACHINE SOL TRANSACTN | 9185000 | 2.994%
TM241C24R | CONTROLLER M241-24IO RELAY | 12848000 | IDMST: MACHINE SOL TRANSACTN | 12474000 | 2.998%
TM241C24T | CONTROLLER M241-24IO TR.SOURCE | 12969000 | IDMST: MACHINE SOL TRANSACTN | 12595000 | 2.969%
TM241C24U | CONTROLLER M241-24IO TR.SINK | 12969000 | IDMST: MACHINE SOL TRANSACTN | 12595000 | 2.969%
TM241C40R | CONTROLLER M241-40IO RELAY | 14443000 | IDMST: MACHINE SOL TRANSACTN | 14025000 | 2.98%
TM241C40T | CONTROLLER M241-40IO TR.SOURCE | 14553000 | IDMST: MACHINE SOL TRANSACTN | 14124000 | 3.037%
TM241C40U | CONTROLLER M241-40IO TR.SINK | 14553000 | IDMST: MACHINE SOL TRANSACTN | 14124000 | 3.037%
TM241C60R | CONTROLLER M241-60IO RELAY | 18216000 | IDMST: MACHINE SOL TRANSACTN | 17688000 | 2.985%
TM241C60T | CONTROLLER M241-60IO TR.SOURCE | 18282000 | IDMST: MACHINE SOL TRANSACTN | 17754000 | 2.974%
TM241C60U | CONTROLLER M241-60IO TR.SINK | 18282000 | IDMST: MACHINE SOL TRANSACTN | 17754000 | 2.974%
TM241CE24R | CONTROLLER M241-24IO RELAY ETHERNET | 13112000 | IDMST: MACHINE SOL TRANSACTN | 12727000 | 3.025%
TM241CE24T | CONTROLLER M241-24IO TR.SOURCE ETHERNET | 13255000 | IDMST: MACHINE SOL TRANSACTN | 12870000 | 2.991%
TM241CE24U | CONTROLLER M241-24IO TR.SINK ETHERNET | 13255000 | IDMST: MACHINE SOL TRANSACTN | 12870000 | 2.991%
TM241CE40R | CONTROLLER M241-40IO RELAY ETHERNET | 15565000 | IDMST: MACHINE SOL TRANSACTN | 15114000 | 2.984%
TM241CE40T | CONTROLLER M241-40IO TR.SOURCE ETHERNET | 15642000 | IDMST: MACHINE SOL TRANSACTN | 15191000 | 2.969%
TM241CE40U | CONTROLLER M241-40IO TR.SINK ETHERNET | 15642000 | IDMST: MACHINE SOL TRANSACTN | 15191000 | 2.969%
TM241CE60R | CONTROLLER M241-60IO RELAY ETHERNET | 19514000 | IDMST: MACHINE SOL TRANSACTN | 18942000 | 3.02%
TM241CE60T | CONTROLLER M241-60IO TR.SOURCE ETHERNET | 19591000 | IDMST: MACHINE SOL TRANSACTN | 19019000 | 3.008%
TM241CE60U | CONTROLLER M241-60IO TR.SINK ETHERNET | 19591000 | IDMST: MACHINE SOL TRANSACTN | 19019000 | 3.008%
TM241CEC24R | CONTROLLER M241-24IO RELAY ETHERNET CAN MASTER | 16489000 | IDMST: MACHINE SOL TRANSACTN | 16005000 | 3.024%
TM241CEC24T | CONTROLLER M241-24IO TR.SOURCE ETH. CAN MASTER | 16489000 | IDMST: MACHINE SOL TRANSACTN | 16005000 | 3.024%
TM241CEC24U | CONTROLLER M241-24IO TR.SINK ETH.CAN MASTER | 16489000 | IDMST: MACHINE SOL TRANSACTN | 16005000 | 3.024%
TM251MESC | CONTROLLER M251-ETHERNET+CAN | 12089000 | IDMST: MACHINE SOL TRANSACTN | 11737000 | 2.999%
TM251MESE | CONTROLLER M251-2XETHERNET | 12155000 | IDMST: MACHINE SOL TRANSACTN | 11803000 | 2.982%
TM3AI2H | MODULE TM3-2 ANALOG INPUTS HIGH RES. | 4510000 | IDMST: MACHINE SOL TRANSACTN | 4378000 | 3.015%
TM3AI2HG | MODULE TM3-2 ANALOG INPUTS HIGH RES. SPRING | 4510000 | IDMST: MACHINE SOL TRANSACTN | 4378000 | 3.015%
TM3AI4 | MODULE TM3-4 ANALOG INPUTS | 4444000 | IDMST: MACHINE SOL TRANSACTN | 4312000 | 3.061%
TM3AI4G | MODULE TM3-4 ANALOG INPUTS SPRING | 4444000 | IDMST: MACHINE SOL TRANSACTN | 4312000 | 3.061%
TM3AI8 | MODULE TM3-8 ANALOG INPUTS | 5456000 | IDMST: MACHINE SOL TRANSACTN | 5302000 | 2.905%
TM3AI8G | MODULE TM3-8 ANALOG INPUTS SPRING | 5456000 | IDMST: MACHINE SOL TRANSACTN | 5302000 | 2.905%
TM3AM6 | MODULE TM3-4 ANALOG OUT. 2 ANALOG IN. | 6138000 | IDMST: MACHINE SOL TRANSACTN | 5962000 | 2.952%
TM3AM6G | MODULE TM3-4 ANALOG OUT. 2 ANALOG IN.SPRING | 6138000 | IDMST: MACHINE SOL TRANSACTN | 5962000 | 2.952%
TM3AQ2 | MODULE TM3-2 ANALOG OUTPUTS | 5049000 | IDMST: MACHINE SOL TRANSACTN | 4906000 | 2.915%
TM3AQ2G | MODULE TM3-2 ANALOG OUTPUTS SPRING | 5038000 | IDMST: MACHINE SOL TRANSACTN | 4895000 | 2.921%
TM3AQ4 | MODULE TM3-4 ANALOG OUTPUTS | 5346000 | IDMST: MACHINE SOL TRANSACTN | 5192000 | 2.966%
TM3AQ4G | MODULE TM3-4 ANALOG OUTPUTS SPRING | 5346000 | IDMST: MACHINE SOL TRANSACTN | 5192000 | 2.966%
TM3DI16 | MODULE TM3-16 INPUTS | 2662000 | IDMST: MACHINE SOL TRANSACTN | 2585000 | 2.979%
TM3DI16G | MODULE TM3-16 INPUTS SPRING | 2662000 | IDMST: MACHINE SOL TRANSACTN | 2585000 | 2.979%
TM3DI16K | MODULE TM3-16 INPUTS HE10 | 2134000 | IDMST: MACHINE SOL TRANSACTN | 2068000 | 3.191%
TM3DI32K | MODULE TM3-32 INPUTS HE10 | 3718000 | IDMST: MACHINE SOL TRANSACTN | 3608000 | 3.049%
TM3DI8 | MODULE TM3-8 INPUTS | 1870000 | IDMST: MACHINE SOL TRANSACTN | 1815000 | 3.03%
TM3DI8A | MODULE TM3-8 INPUTS 120VAC | 2607000 | IDMST: MACHINE SOL TRANSACTN | 2530000 | 3.043%
TM3DI8G | MODULE TM3-8 INPUTS SPRING | 1870000 | IDMST: MACHINE SOL TRANSACTN | 1815000 | 3.03%
TM3DM24R | MODULE TM3-24 IO RELAYS | 3740000 | IDMST: MACHINE SOL TRANSACTN | 3630000 | 3.03%
TM3DM24RG | MODULE TM3-24 IO RELAYS SPRING | 3718000 | IDMST: MACHINE SOL TRANSACTN | 3608000 | 3.049%
TM3DM8R | MODULE TM3-8 IO RELAYS | 1870000 | IDMST: MACHINE SOL TRANSACTN | 1815000 | 3.03%
TM3DM8RG | MODULE TM3-8 IO RELAYS SPRING | 1870000 | IDMST: MACHINE SOL TRANSACTN | 1815000 | 3.03%
TM3DQ16R | MODULE TM3-16 OUTPUTS RELAYS | 2937000 | IDMST: MACHINE SOL TRANSACTN | 2849000 | 3.089%
TM3DQ16RG | MODULE TM3-16 OUTPUTS RELAYS SPRING | 2937000 | IDMST: MACHINE SOL TRANSACTN | 2849000 | 3.089%
TM3DQ16T | MODULE TM3-16 OUTPUTS TR.SOURCE | 2937000 | IDMST: MACHINE SOL TRANSACTN | 2849000 | 3.089%
TM3DQ16TG | MODULE TM3-16 OUTPUTS TR.SOURCE SPRING | 2937000 | IDMST: MACHINE SOL TRANSACTN | 2849000 | 3.089%
TM3DQ16TK | MODULE TM3-16 OUTPUTS TR.SOURCE HE10 | 2343000 | IDMST: MACHINE SOL TRANSACTN | 2277000 | 2.899%
TM3DQ16U | MODULE TM3-16 OUTPUTS TR.SINK | 2662000 | IDMST: MACHINE SOL TRANSACTN | 2585000 | 2.979%
TM3DQ16UG | MODULE TM3-16 OUTPUTS TR.SINK SPRING | 2662000 | IDMST: MACHINE SOL TRANSACTN | 2585000 | 2.979%
TM3DQ16UK | MODULE TM3-16 OUTPUTS TR.SINK HE10 | 2134000 | IDMST: MACHINE SOL TRANSACTN | 2068000 | 3.191%
TM3DQ32TK | MODULE TM3-32 OUTPUTS TR.SOURCE HE10 | 4103000 | IDMST: MACHINE SOL TRANSACTN | 3982000 | 3.039%
TM3DQ32UK | MODULE TM3-32 OUTPUTS TR.SINK HE10 | 3718000 | IDMST: MACHINE SOL TRANSACTN | 3608000 | 3.049%
TM3DQ8R | MODULE TM3-8 OUTPUTS RELAYS | 2134000 | IDMST: MACHINE SOL TRANSACTN | 2068000 | 3.191%
TM3DQ8RG | MODULE TM3-8 OUTPUTS RELAYS SPRING | 2134000 | IDMST: MACHINE SOL TRANSACTN | 2068000 | 3.191%
TM3DQ8T | MODULE TM3-8 OUTPUTS TR.SOURCE | 2046000 | IDMST: MACHINE SOL TRANSACTN | 1991000 | 2.762%
TM3DQ8TG | MODULE TM3-8 OUTPUTS TR.SOURCE SPRING | 2046000 | IDMST: MACHINE SOL TRANSACTN | 1991000 | 2.762%
TM3DQ8U | MODULE TM3-8 OUTPUTS TR.SINK | 1870000 | IDMST: MACHINE SOL TRANSACTN | 1815000 | 3.03%
TM3DQ8UG | MODULE TM3-8 OUTPUTS TR.SINK SPRING | 1870000 | IDMST: MACHINE SOL TRANSACTN | 1815000 | 3.03%
TM3TI4 | MODULE TM3-4 INPUTS TEMPERATURE | 5456000 | IDMST: MACHINE SOL TRANSACTN | 5302000 | 2.905%
TM3TI4G | MODULE TM3-4 INPUTS TEMPERATURE SPRING | 5456000 | IDMST: MACHINE SOL TRANSACTN | 5302000 | 2.905%
TM3TI8T | MODULE TM3-8 INPUTS TEMPERATURE | 5786000 | IDMST: MACHINE SOL TRANSACTN | 5621000 | 2.935%
TM3TI8TG | MODULE TM3-8 INPUTS TEMPERATURE SPRING | 5786000 | IDMST: MACHINE SOL TRANSACTN | 5621000 | 2.935%
TM3TM3 | MODULE TM3-2 TEMP INPUTS+ 1 ANALOG OUT. | 5786000 | IDMST: MACHINE SOL TRANSACTN | 5621000 | 2.935%
TM3TM3G | MODULE TM3-2 TEMP INPUTS+ 1 ANALOG OUT.SPRING | 5786000 | IDMST: MACHINE SOL TRANSACTN | 5621000 | 2.935%
TM4ES4 | MODULE NETWORK TM4-4 Ethernet switchs | 6930000 | IDMST: MACHINE SOL TRANSACTN | 6732000 | 2.941%
TM4PDPS1 | MODULE NETWORK TM4-1 Profibus DP slave | 7986000 | IDMST: MACHINE SOL TRANSACTN | 7755000 | 2.979%
TM4SL2 | MODULE NETWORK-2 SERIAL LINES | 6930000 | IDMST: MACHINE SOL TRANSACTN | 6732000 | 2.941%
TMACBL1 | CABLE fir M2xx Embeded Analog Input | 1628000 | IDMST: MACHINE SOL TRANSACTN | 1584000 | 2.778%
TMAM2 | Mounting kit for M221 And TM3 | 1276000 | IDMST: MACHINE SOL TRANSACTN | 1243000 | 2.655%
TMASD1 | SD MEMORY CARD for M2xx controller | 990000 | IDMST: MACHINE SOL TRANSACTN | 957000 | 3.448%
TMAT2MSET | CONNECTOR SET for M221M and TM3 - IO | 1056000 | IDMST: MACHINE SOL TRANSACTN | 1023000 | 3.226%
TMAT2MSETG | CONNECTOR SET for M221M and TM3 - IO Sp. | 550000 | IDMST: MACHINE SOL TRANSACTN | 539000 | 2.041%
TMAT2PSET | CONNECTOR SET for M2X1 - power supply | 1386000 | IDMST: MACHINE SOL TRANSACTN | 1342000 | 3.279%
TMAT4CSET | CONNECTOR SET for M241 - IO | 1661000 | IDMST: MACHINE SOL TRANSACTN | 1617000 | 2.721%
TMC2AI2 | CARPhuongDGE M221-2 ANALOG CURRENT INPUTS | 1738000 | IDMST: MACHINE SOL TRANSACTN | 1683000 | 3.268%
TMC2AQ2C | CARPhuongDGE M221-2 ANALOG CURRENT OUTPUTS | 2178000 | IDMST: MACHINE SOL TRANSACTN | 2112000 | 3.125%
TMC2AQ2V | CARPhuongDGE M221-2 ANALOG VOLTAGE OUTPUTS | 2178000 | IDMST: MACHINE SOL TRANSACTN | 2112000 | 3.125%
TMC2CONV01 | CARPhuongDGE M221-CONVEYING 1 SERIAL LINE | 2310000 | IDMST: MACHINE SOL TRANSACTN | 2244000 | 2.941%
TMC2HOIS01 | CARPhuongDGE M221-HOISTING 1 ANALOG INPUT | 2387000 | IDMST: MACHINE SOL TRANSACTN | 2321000 | 2.844%
TMC2PACK01 | CARPhuongDGE M221-PACKAGING 2 ANALOG INPUTS | 2629000 | IDMST: MACHINE SOL TRANSACTN | 2552000 | 3.017%
TMC2PUMP01 | CARPhuongDGE M221-PUMPING 1 ANA IN + 1 ANA OUT | 2574000 | IDMST: MACHINE SOL TRANSACTN | 2497000 | 3.084%
TMC2SL1 | CARPhuongDGE M221-1 SERIAL LINE | 2178000 | IDMST: MACHINE SOL TRANSACTN | 2112000 | 3.125%
TMC2TI2 | CARPhuongDGE M22- 2 TEMPERATURE INPUTS | 2178000 | IDMST: MACHINE SOL TRANSACTN | 2112000 | 3.125%
TMC4AI2 | CARPhuongDGE M241-2 ANALOG INPUTS | 4037000 | IDMST: MACHINE SOL TRANSACTN | 3916000 | 3.09%
TMC4AQ2 | CARPhuongDGE M241-2 ANALOG OUTPUTS | 4642000 | IDMST: MACHINE SOL TRANSACTN | 4510000 | 2.927%
TMC4CONV01 | CARPhuongDGE M241-CONVEYING 1 SERIAL LINE | 4884000 | IDMST: MACHINE SOL TRANSACTN | 4741000 | 3.016%
TMC4HOIS01 | CARPhuongDGE M241-HOISTING 1 ANALOG INPUT | 4840000 | IDMST: MACHINE SOL TRANSACTN | 4697000 | 3.044%
TMC4PACK01 | CARPhuongDGE M241-PACKAGING 2 ANALOG INPUTS | 4840000 | IDMST: MACHINE SOL TRANSACTN | 4697000 | 3.044%
TMC4PUMP01 | CARPhuongDGE M241-PUMPING 1 ANA IN+1 AN OUT | 4884000 | IDMST: MACHINE SOL TRANSACTN | 4741000 | 3.016%
TMC4TI2 | CARPhuongDGE M241-2 TEMPERATURE INPUTS | 4642000 | IDMST: MACHINE SOL TRANSACTN | 4510000 | 2.927%
TMH2GDB | DISPLAY FOR M221 CONTROLLER | 5313000 | IDMST: MACHINE SOL TRANSACTN | 5159000 | 2.985%
VW3A1006 | REMOTE LED DISPLAY | 3031600 | IDVSD: ALTIVAR PROCESS (ATV930, ATV950, ATV71), DRIVES AND SOFTSTARTER ACCESSORIES | 3031600 | 0%
VW3A1007 | REMOTE LED DISPLAY IP65 | 3658600 | IDVSD: ALTIVAR PROCESS (ATV930, ATV950, ATV71), DRIVES AND SOFTSTARTER ACCESSORIES | 3658600 | 0%
VW3A1101 | GRAPHIC TERMINAL | 6286500 | IDVSD: ALTIVAR PROCESS (ATV930, ATV950, ATV71), DRIVES AND SOFTSTARTER ACCESSORIES | 6286500 | 0%
VW3A1102 | GRAPHIC TERMINAL IP54 REMOTE MOUNTING KIT | 1047200 | IDVSD: ALTIVAR PROCESS (ATV930, ATV950, ATV71), DRIVES AND SOFTSTARTER ACCESSORIES | 1047200 | 0%
VW3A1103 | ACCESSORY FOR IP65 REMOTE MOUNTING KIT | 852500 | IDVSD: ALTIVAR PROCESS (ATV930, ATV950, ATV71), DRIVES AND SOFTSTARTER ACCESSORIES | 852500 | 0%
VW3A1104R10 | 1M CABLE FOR REMOTE GRAPHIC TERMINAL | 643500 | IDVSD: ALTIVAR PROCESS (ATV930, ATV950, ATV71), DRIVES AND SOFTSTARTER ACCESSORIES | 643500 | 0%
VW3A1104R100 | 10M CABLE FOR REMOTE GRAPHIC TERMINAL | 1050500 | IDVSD: ALTIVAR PROCESS (ATV930, ATV950, ATV71), DRIVES AND SOFTSTARTER ACCESSORIES | 1050500 | 0%
VW3A1104R30 | 3M CABLE FOR REMOTE GRAPHIC TERMINAL | 774400 | IDVSD: ALTIVAR PROCESS (ATV930, ATV950, ATV71), DRIVES AND SOFTSTARTER ACCESSORIES | 774400 | 0%
VW3A1104R50 | 5M CABLE FOR REMOTE GRAPHIC TERMINAL | 761200 | IDVSD: ALTIVAR PROCESS (ATV930, ATV950, ATV71), DRIVES AND SOFTSTARTER ACCESSORIES | 761200 | 0%
VW3A1105 | RJ45 FEMALE RJ45 FEMALE ADAPTOR | 845900 | IDVSD: ALTIVAR PROCESS (ATV930, ATV950, ATV71), DRIVES AND SOFTSTARTER ACCESSORIES | 845900 | 0%
VW3A1111 | GRAPHIC DISPLAY TERMINAL | 6399800 | IDVSD: ALTIVAR PROCESS (ATV930, ATV950, ATV71), DRIVES AND SOFTSTARTER ACCESSORIES | 6399800 | 0%
VW3A1112 | DOOR MOUNTING KIT FOR GRAPHIC KEYPAD | 1500400 | IDVSD: ALTIVAR PROCESS (ATV930, ATV950, ATV71), DRIVES AND SOFTSTARTER ACCESSORIES | 1500400 | 0%
VW3A3201 | LOGIC I O EXTENSION CARD | 6602200 | IDVSD: ALTIVAR PROCESS (ATV930, ATV950, ATV71), DRIVES AND SOFTSTARTER ACCESSORIES | 6602200 | 0%
VW3A3202 | EXTENDED I O CARD | 9528200 | IDVSD: ALTIVAR PROCESS (ATV930, ATV950, ATV71), DRIVES AND SOFTSTARTER ACCESSORIES | 9528200 | 0%
VW3A3203 | EXTENSION MODULE OF DIGITAL AND ANALOGIC | 8499700 | IDVSD: ALTIVAR PROCESS (ATV930, ATV950, ATV71), DRIVES AND SOFTSTARTER ACCESSORIES | 8499700 | 0%
VW3A3204 | EXTENSION OUTPUT RELAYS MODULE | 7000400 | IDVSD: ALTIVAR PROCESS (ATV930, ATV950, ATV71), DRIVES AND SOFTSTARTER ACCESSORIES | 7000400 | 0%
VW3A3401 | INTERFACE CARD FOR 5V RS422 ENCODER | 5064400 | IDVSD: ALTIVAR PROCESS (ATV930, ATV950, ATV71), DRIVES AND SOFTSTARTER ACCESSORIES | 5064400 | 0%
VW3A3402 | INTERFACE CARD FOR 15V RS422 ENCODER | 5064400 | IDVSD: ALTIVAR PROCESS (ATV930, ATV950, ATV71), DRIVES AND SOFTSTARTER ACCESSORIES | 5064400 | 0%
VW3A3403 | INTERFACE CARD FOR 12V OPEN COLLECTOR EN | 5064400 | IDVSD: ALTIVAR PROCESS (ATV930, ATV950, ATV71), DRIVES AND SOFTSTARTER ACCESSORIES | 5064400 | 0%
VW3A3404 | INTERFACE CARD FOR 15V OPEN COLLECTOR EN | 5064400 | IDVSD: ALTIVAR PROCESS (ATV930, ATV950, ATV71), DRIVES AND SOFTSTARTER ACCESSORIES | 5064400 | 0%
VW3A3405 | INTERFACE CARD FOR 12V PUSH PULL ENCODER | 5064400 | IDVSD: ALTIVAR PROCESS (ATV930, ATV950, ATV71), DRIVES AND SOFTSTARTER ACCESSORIES | 5064400 | 0%
VW3A3406 | INTERFACE CARD FOR 15V PUSH PULL ENCODER | 5064400 | IDVSD: ALTIVAR PROCESS (ATV930, ATV950, ATV71), DRIVES AND SOFTSTARTER ACCESSORIES | 5064400 | 0%
VW3A3407 | INTERFACE CARD FOR 24V PUSH PULL ENCODER | 5064400 | IDVSD: ALTIVAR PROCESS (ATV930, ATV950, ATV71), DRIVES AND SOFTSTARTER ACCESSORIES | 5064400 | 0%
VW3A3501 | BLANK PROGRAMMABLE CONTROLLER INSIDE | 15228400 | IDVSD: ALTIVAR PROCESS (ATV930, ATV950, ATV71), DRIVES AND SOFTSTARTER ACCESSORIES | 15228400 | 0%
VW3A8121 | ELECTRONIC ACCESSORIES MULTI LOADER | 36174600 | IDVSD: ALTIVAR PROCESS (ATV930, ATV950, ATV71), DRIVES AND SOFTSTARTER ACCESSORIES | 36174600 | 0%
VW3A8126 | MULTI-LOADER CABLE WITHOUT | 863500 | IDVSD: ALTIVAR PROCESS (ATV930, ATV950, ATV71), DRIVES AND SOFTSTARTER ACCESSORIES | 863500 | 0%
ABL2REM24015K | ABL2, Phaseo Easy Power Supply,DC24V output,35W | 440000 | IDMST: EASYLINE POWER SUPPLIES (ABL2) | 440000 | 0%
ABL2REM24020K | ABL2, Phaseo Easy Power Supply,DC24V output,50W | 473000 | IDMST: EASYLINE POWER SUPPLIES (ABL2) | 473000 | 0%
ABL2REM24045K | ABL2, Phaseo Easy Power Supply,DC24V output,100W | 638000 | IDMST: EASYLINE POWER SUPPLIES (ABL2) | 638000 | 0%
ABL2REM24065K | ABL2, Phaseo Easy Power Supply,DC24V output,150W | 902000 | IDMST: EASYLINE POWER SUPPLIES (ABL2) | 902000 | 0%
ABL2REM24085K | ABL2, Phaseo Easy Power Supply,DC24V output,200W | 1144000 | IDMST: EASYLINE POWER SUPPLIES (ABL2) | 1144000 | 0%
ABL2REM24100K | ABL2, Phaseo Easy Power Supply,DC24V output,250W | 1254000 | IDMST: EASYLINE POWER SUPPLIES (ABL2) | 1254000 | 0%
ABL2REM24150K | ABL2, Phaseo Easy Power Supply,DC24V output,350W | 1408000 | IDMST: EASYLINE POWER SUPPLIES (ABL2) | 1408000 | 0%
ABL2K01 | Corner bracket for ABL2_K panel install | 11000 | IDMST: EASYLINE POWER SUPPLIES (ABL2) | 11000 | 0%
ABL2K02 | Option for ABL2_K 35mm DIN rail Install | 33000 | IDMST: EASYLINE POWER SUPPLIES (ABL2) | 33000 | 0%
ABL2K03A | Option for ABL2_K small L type Install | 121000 | IDMST: EASYLINE POWER SUPPLIES (ABL2) | 121000 | 0%
ABL2K03B | Option for ABL2_K big L type Install | 165000 | IDMST: EASYLINE POWER SUPPLIES (ABL2) | 165000 | 0%
XB7EV03BP | LED GREEN PILOT LIGHT 24V E07-01-02 | 99000 | IDSIG: CONTROL, RELAYS & SIGN | 99000 | 0%
XB7EV03MP | LED GREEN PILOT LIGHT 230 | 99000 | IDSIG: CONTROL, RELAYS & SIGN | 99000 | 0%
XB7EV04BP | LED RED PILOT LIGHT 24V | 99000 | IDSIG: CONTROL, RELAYS & SIGN | 99000 | 0%
XB7EV04MP | LED RED PILOT LIGHT 230V | 99000 | IDSIG: CONTROL, RELAYS & SIGN | 99000 | 0%
XB7EV05BP | LED YELLOW PILOT LIGHT 24 | 99000 | IDSIG: CONTROL, RELAYS & SIGN | 99000 | 0%
XB7EV05MP | LED YELLOW PILOT LIGHT | 99000 | IDSIG: CONTROL, RELAYS & SIGN | 99000 | 0%
XB7EV06BP | LED PL 24V,BLUE,IP54,CLAMP | 99000 | IDSIG: CONTROL, RELAYS & SIGN | 99000 | 0%
XB7EV06MP | LED PL 230V,BLUE,IP54,CLAMP | 99000 | IDSIG: CONTROL, RELAYS & SIGN | 99000 | 0%
XB7EV08BP | PILOT LIGHT LED ORANGE 24V AC DC | 99000 | IDSIG: CONTROL, RELAYS & SIGN | 99000 | 0%
XB7EV08MP | PILOT LIGHT LED ORANGE 230VAC | 99000 | IDSIG: CONTROL, RELAYS & SIGN | 99000 | 0%
XB7EV63P | DIRECT SUPPLY GREEN PILOT | 66000 | IDSIG: CONTROL, RELAYS & SIGN | 66000 | 0%
XB7EV64P | DIRECT SUPPLY RED PILOT | 66000 | IDSIG: CONTROL, RELAYS & SIGN | 66000 | 0%
XB7EV65P | DIRECT SUPPLY YELLOW PILO | 66000 | IDSIG: CONTROL, RELAYS & SIGN | 66000 | 0%
XB7EV66P | DIRECT SUPPLY BLUE PILOT | 66000 | IDSIG: CONTROL, RELAYS & SIGN | 66000 | 0%
XB7EV67P | DIRECT SUPPLY CLEAR PILOT | 66000 | IDSIG: CONTROL, RELAYS & SIGN | 66000 | 0%
XB7EV73P | REDUCER GREEN PILOT LIGHT | 114400 | IDSIG: CONTROL, RELAYS & SIGN | 114400 | 0%
XB7EV74P | REDUCER RED PILOT LIGHT | 114400 | IDSIG: CONTROL, RELAYS & SIGN | 114400 | 0%
XB7EV75P | REDUCER YELLOW PILOT LIGH | 114400 | IDSIG: CONTROL, RELAYS & SIGN | 114400 | 0%
XB7EV76P | REDUCER BLUE PILOT LIGHT | 114400 | IDSIG: CONTROL, RELAYS & SIGN | 114400 | 0%
XB7EV77P | REDUCER CLEAR PILOT FASTO | 114400 | IDSIG: CONTROL, RELAYS & SIGN | 114400 | 0%
XB7NA21 | PB-Springblack-1NO | 70400 | IDSIG: CONTROL, RELAYS & SIGN | 70400 | 0%
XB7NA25 | PB-Springblack-NO+NC | 104500 | IDSIG: CONTROL, RELAYS & SIGN | 104500 | 0%
XB7NA31 | PB-Springgreen-1NO | 70400 | IDSIG: CONTROL, RELAYS & SIGN | 70400 | 0%
XB7NA35 | PB-Springgreen-NO+NC | 104500 | IDSIG: CONTROL, RELAYS & SIGN | 104500 | 0%
XB7NA42 | PB-Springred-1NC | 70400 | IDSIG: CONTROL, RELAYS & SIGN | 70400 | 0%
XB7NA45 | PB-Springred-NO+NC | 104500 | IDSIG: CONTROL, RELAYS & SIGN | 104500 | 0%
XB7NA81 | PB-Springyellow-1NO | 70400 | IDSIG: CONTROL, RELAYS & SIGN | 70400 | 0%
XB7NA85 | PB-Springred-NO+NC | 104500 | IDSIG: CONTROL, RELAYS & SIGN | 104500 | 0%
XB7ND21 | Selector-2POS-1NO | 125400 | IDSIG: CONTROL, RELAYS & SIGN | 125400 | 0%
XB7ND25 | Selector-2POS-1NO+1NC | 134200 | IDSIG: CONTROL, RELAYS & SIGN | 134200 | 0%
XB7ND33 | Selector-3POS-2N/O | 134200 | IDSIG: CONTROL, RELAYS & SIGN | 134200 | 0%
XB7NG21 | Selector- Key -2POS-1NO | 185900 | IDSIG: CONTROL, RELAYS & SIGN | 185900 | 0%
XB7NG33 | Selector- Key -3POS2NO | 233200 | IDSIG: CONTROL, RELAYS & SIGN | 233200 | 0%
XB7NH21 | PB-Latchblack - 1NO | 117700 | IDSIG: CONTROL, RELAYS & SIGN | 117700 | 0%
XB7NH25 | PB-Latchblack - NC+NO | 140800 | IDSIG: CONTROL, RELAYS & SIGN | 140800 | 0%
XB7NH31 | PB-Latchgreen - 1NO | 117700 | IDSIG: CONTROL, RELAYS & SIGN | 117700 | 0%
XB7NH35 | B-Latchgreen - NC+NO | 140800 | IDSIG: CONTROL, RELAYS & SIGN | 140800 | 0%
XB7NJ03M1 | IPB-LED-Latch -1NO - Green-230v | 248600 | IDSIG: CONTROL, RELAYS & SIGN | 248600 | 0%
XB7NJ04M1 | IPB-LED-Latch -1NO - Red - 230v | 248600 | IDSIG: CONTROL, RELAYS & SIGN | 248600 | 0%
XB7NJ04M2 | IPB-LED-Latch -1NC - Red - 230v | 249700 | IDSIG: CONTROL, RELAYS & SIGN | 249700 | 0%
XB7NJ06M1 | IPB-LED-Latch -1NO - Blue -230v | 248600 | IDSIG: CONTROL, RELAYS & SIGN | 248600 | 0%
XB7NJ08M1 | IPB-LED-Latch -1NO - Yellow - 230v | 248600 | IDSIG: CONTROL, RELAYS & SIGN | 248600 | 0%
XB7NS8442 | EMERGENCY STOP 1NC | 156200 | IDSIG: CONTROL, RELAYS & SIGN | 156200 | 0%
XB7NS8445 | EMERGENCY STOP 1NC+1NO | 168300 | IDSIG: CONTROL, RELAYS & SIGN | 168300 | 0%
XB7NS9444 | KEY EMERGENCY STOP 1NC | 310200 | IDSIG: CONTROL, RELAYS & SIGN | 310200 | 0%
XB7NS9445 | KEY EMERG. STOP 1NC+1NO | 334400 | IDSIG: CONTROL, RELAYS & SIGN | 334400 | 0%
XB7NW33B1 | IPB-LED-Spring Rtn -1NO - Green - 24v | 182600 | IDSIG: CONTROL, RELAYS & SIGN | 182600 | 0%
XB7NW33M1 | IPB-LED-Spring Rtn -1NO - Green - 230v | 236500 | IDSIG: CONTROL, RELAYS & SIGN | 236500 | 0%
XB7NW34B1 | IPB-LED-Spring Rtn -1NO - Red - 24v | 182600 | IDSIG: CONTROL, RELAYS & SIGN | 182600 | 0%
XB7NW34B2 | IPB-LED-Spring Rtn -1NC - Red - 24v | 182600 | IDSIG: CONTROL, RELAYS & SIGN | 182600 | 0%
XB7NW34M1 | IPB-LED-Spring Rtn -1NO - Red - 230v | 236500 | IDSIG: CONTROL, RELAYS & SIGN | 236500 | 0%
XB7NW34M2 | IPB-LED-Spring Rtn -1NC - Red - 230v | 236500 | IDSIG: CONTROL, RELAYS & SIGN | 236500 | 0%
XB7NW35M1 | IPB-LED-Spring Rtn -1NO - Orange - 230v | 236500 | IDSIG: CONTROL, RELAYS & SIGN | 236500 | 0%
XB7NW36M1 | IPB-LED-Spring Rtn -1NO - Blue - 230v | 236500 | IDSIG: CONTROL, RELAYS & SIGN | 236500 | 0%
XB7NW38B1 | IPB-LED-Spring Rtn -1NO - Yellow - 24v | 182600 | IDSIG: CONTROL, RELAYS & SIGN | 182600 | 0%
ZBY2101 | LANK LEGEND PLATE | 42900 | IDSIG: CONTROL, RELAYS & SIGN | 42900 | 0%
RXM2AB1B7 | Miniature relay 2 CO 24 V AC | 170500 | IDSIG: CONTROL, RELAYS & SIGN | 170500 | 0%
RXM2AB1BD | Miniature relay 2 CO 24 V DC | 159500 | IDSIG: CONTROL, RELAYS & SIGN | 159500 | 0%
RXM2AB1ED | Miniature relay 2 CO 48 V DC | 159500 | IDSIG: CONTROL, RELAYS & SIGN | 159500 | 0%
RXM2AB1F7 | Miniature relay 2 CO 120 V AC | 170500 | IDSIG: CONTROL, RELAYS & SIGN | 170500 | 0%
RXM2AB1FD | Miniature relay 2 CO 110 V DC | 159500 | IDSIG: CONTROL, RELAYS & SIGN | 159500 | 0%
RXM2AB1JD | Miniature relay 2 CO 12 V DC | 159500 | IDSIG: CONTROL, RELAYS & SIGN | 159500 | 0%
RXM2AB1P7 | Miniature relay 2 CO 230 V AC | 170500 | IDSIG: CONTROL, RELAYS & SIGN | 170500 | 0%
RXM2AB2B7 | Miniature relay 2 CO with LED 24 V AC | 184800 | IDSIG: CONTROL, RELAYS & SIGN | 184800 | 0%
RXM2AB2BD | Miniature relay 2 CO with LED 24 V DC | 173800 | IDSIG: CONTROL, RELAYS & SIGN | 173800 | 0%
RXM2AB2E7 | Miniature relay 2 CO with LED 48 V AC | 184800 | IDSIG: CONTROL, RELAYS & SIGN | 184800 | 0%
RXM2AB2ED | Miniature relay 2 CO with LED 48 V DC | 173800 | IDSIG: CONTROL, RELAYS & SIGN | 173800 | 0%
RXM2AB2F7 | Miniature relay 2 CO with LED 120 V AC | 184800 | IDSIG: CONTROL, RELAYS & SIGN | 184800 | 0%
RXM2AB2FD | Miniature relay 2 CO with LED 110 V DC | 184800 | IDSIG: CONTROL, RELAYS & SIGN | 184800 | 0%
RXM2AB2JD | Miniature relay 2 CO with LED 12 V DC | 173800 | IDSIG: CONTROL, RELAYS & SIGN | 173800 | 0%
RXM2AB2P7 | MINIATURE RELAY LED 2C/O 230VAC | 184800 | IDSIG: CONTROL, RELAYS & SIGN | 184800 | 0%
RXM3AB1B7 | Miniature relay 3 CO 24 V AC | 191400 | IDSIG: CONTROL, RELAYS & SIGN | 191400 | 0%
RXM3AB1BD | Miniature relay 3 CO 24 V DC | 182600 | IDSIG: CONTROL, RELAYS & SIGN | 182600 | 0%
RXM3AB1E7 | Miniature relay 3 CO 48 V AC | 191400 | IDSIG: CONTROL, RELAYS & SIGN | 191400 | 0%
RXM3AB1ED | Miniature relay 3 CO 48 V DC | 182600 | IDSIG: CONTROL, RELAYS & SIGN | 182600 | 0%
RXM3AB1F7 | Miniature relay 3 CO 120 V AC | 191400 | IDSIG: CONTROL, RELAYS & SIGN | 191400 | 0%
RXM3AB1FD | Miniature relay 3 CO 110 V DC | 191400 | IDSIG: CONTROL, RELAYS & SIGN | 191400 | 0%
RXM3AB1JD | Miniature relay 3 CO 12 V DC | 182600 | IDSIG: CONTROL, RELAYS & SIGN | 182600 | 0%
RXM3AB1P7 | Miniature relay 3 CO 230 V AC | 191400 | IDSIG: CONTROL, RELAYS & SIGN | 191400 | 0%
RXM3AB2B7 | Miniature relay 3 CO with LED 24 V AC | 204600 | IDSIG: CONTROL, RELAYS & SIGN | 204600 | 0%
RXM3AB2BD | Miniature relay 3 CO with LED 24 V DC | 196900 | IDSIG: CONTROL, RELAYS & SIGN | 196900 | 0%
RXM3AB2E7 | Miniature relay 3 CO with LED 48 V AC | 204600 | IDSIG: CONTROL, RELAYS & SIGN | 204600 | 0%
RXM3AB2ED | Miniature relay 3 CO with LED 48 V DC | 196900 | IDSIG: CONTROL, RELAYS & SIGN | 196900 | 0%
RXM3AB2F7 | Miniature relay 3 CO with LED 120 V AC | 204600 | IDSIG: CONTROL, RELAYS & SIGN | 204600 | 0%
RXM3AB2FD | Miniature relay 3 CO with LED 110 V DC | 204600 | IDSIG: CONTROL, RELAYS & SIGN | 204600 | 0%
RXM3AB2JD | Miniature relay 3 CO with LED 12 V DC | 196900 | IDSIG: CONTROL, RELAYS & SIGN | 196900 | 0%
RXM3AB2P7 | Miniature relay 3 CO with LED 230 V AC | 204600 | IDSIG: CONTROL, RELAYS & SIGN | 204600 | 0%
RXM4AB1B7 | Miniature relay 4 CO / 24 V 50/60 Hz | 237600 | IDSIG: CONTROL, RELAYS & SIGN | 237600 | 0%
RXM4AB1BD | Miniature relay 4 CO / 24 V DC | 227700 | IDSIG: CONTROL, RELAYS & SIGN | 227700 | 0%
RXM4AB1E7 | Miniature relay 4 CO / 48 V 50/60 Hz | 237600 | IDSIG: CONTROL, RELAYS & SIGN | 237600 | 0%
RXM4AB1ED | Miniature relay 4 CO /48 V DC | 227700 | IDSIG: CONTROL, RELAYS & SIGN | 227700 | 0%
RXM4AB1F7 | Miniature relay 4 CO / 120 V 50/60 Hz | 237600 | IDSIG: CONTROL, RELAYS & SIGN | 237600 | 0%
RXM4AB1FD | Miniature relay 4 CO /110 V DC | 237600 | IDSIG: CONTROL, RELAYS & SIGN | 237600 | 0%
RXM4AB1JD | Miniature relay 4 CO / 12 V DC | 227700 | IDSIG: CONTROL, RELAYS & SIGN | 227700 | 0%
RXM4AB1MD | Miniature relay 4 CO 220 V DC | 237600 | IDSIG: CONTROL, RELAYS & SIGN | 237600 | 0%
RXM4AB1P7 | MINIATURE RELAY 4C/O 230VAC | 237600 | IDSIG: CONTROL, RELAYS & SIGN | 237600 | 0%
RXM4AB1U7 | Miniature relay 4 CO 240 V AC | 237600 | IDSIG: CONTROL, RELAYS & SIGN | 237600 | 0%
RXM4AB2B7 | Miniature relay 4 CO / 24 V 50/60 Hz, with led indicator | 255200 | IDSIG: CONTROL, RELAYS & SIGN | 255200 | 0%
RXM4AB2BD | Miniature relay 4 CO / 24 V DC, with led indicator | 245300 | IDSIG: CONTROL, RELAYS & SIGN | 245300 | 0%
RXM4AB2E7 | Miniature relay 4 CO / 48 V 50/60 Hz, with led indicator | 255200 | IDSIG: CONTROL, RELAYS & SIGN | 255200 | 0%
RXM4AB2ED | Miniature relay 4 CO /48 V DC, with led indicator | 245300 | IDSIG: CONTROL, RELAYS & SIGN | 245300 | 0%
RXM4AB2F7 | Miniature relay 4 CO / 120 V 50/60 Hz, with led indicator | 255200 | IDSIG: CONTROL, RELAYS & SIGN | 255200 | 0%
RXM4AB2FD | Miniature relay 4 CO / 110 V DC, with led indicator | 255200 | IDSIG: CONTROL, RELAYS & SIGN | 255200 | 0%
RXM4AB2GD | Miniature relay 4 CO with LED 125 V DC | 255200 | IDSIG: CONTROL, RELAYS & SIGN | 255200 | 0%
RXM4AB2JD | Miniature relay 4 CO / 12 V DC, with led indicator | 245300 | IDSIG: CONTROL, RELAYS & SIGN | 245300 | 0%
RXM4AB2P7 | Miniature relay 4 CO / 230 V 50/60 Hz, with led indicator | 255200 | IDSIG: CONTROL, RELAYS & SIGN | 255200 | 0%
RXZE2M114 | Simple Socket / mixed terminations 4CO | 108900 | IDSIG: CONTROL, RELAYS & SIGN | 108900 | 0%
RXZE2M114M | Simple Socket / mixed terminations 4CO | 108900 | IDSIG: CONTROL, RELAYS & SIGN | 108900 | 0%
RXZE2S108M | LOGIC STYLE SOCKET SEPARATED TERMINATION | 108900 | IDSIG: CONTROL, RELAYS & SIGN | 108900 | 0%
RXZE2S111M | Logic style socket / separated terminati | 108900 | IDSIG: CONTROL, RELAYS & SIGN | 108900 | 0%
RXZE2S114M | Logic style socket / separated terminati | 115500 | IDSIG: CONTROL, RELAYS & SIGN | 115500 | 0%
RXZ400 | Metal maintaining clamp | 13200 | IDSIG: CONTROL, RELAYS & SIGN | 13200 | 0%
RXZL420 | Marking label for socket (price in lot of 100pcs) | 4400 | IDSIG: CONTROL, RELAYS & SIGN | 4400 | 0%
RXZL520 | Blank set of marker sPhuongps for relays | 169400 | IDSIG: CONTROL, RELAYS & SIGN | 169400 | 0%
RXZR335 | Plastic maintaining extracting clamp (price in lot of 100pcs) | 12100 | IDSIG: CONTROL, RELAYS & SIGN | 12100 | 0%
RXZS2 | Buss jumper 2 poles (price in lot of 100pcs) | 9900 | IDSIG: CONTROL, RELAYS & SIGN | 9900 | 0%
XB4BA21 | PUSHBUTTON BLACK | 248600 | IDSIG: CONTROL, RELAYS & SIGN | 248600 | 0%
XB4BA31 | PUSHBUTTON GREEN color | 248600 | IDSIG: CONTROL, RELAYS & SIGN | 248600 | 0%
XB4BA42 | PUSHBUTTON RED | 248600 | IDSIG: CONTROL, RELAYS & SIGN | 248600 | 0%
XB4BA51 | PUSHBUTTON | 248600 | IDSIG: CONTROL, RELAYS & SIGN | 248600 | 0%
XB4BA61 | PUSHBUTTON BLUE | 248600 | IDSIG: CONTROL, RELAYS & SIGN | 248600 | 0%
XB4BC21 | PUSHBUTTON | 499400 | IDSIG: CONTROL, RELAYS & SIGN | 499400 | 0%
XB4BD21 | SELECTOR SWITCH | 279400 | IDSIG: CONTROL, RELAYS & SIGN | 279400 | 0%
XB4BD25 | SELECTOR SWITCH | 315700 | IDSIG: CONTROL, RELAYS & SIGN | 315700 | 0%
XB4BD33 | SELECTOR SWITCH | 322300 | IDSIG: CONTROL, RELAYS & SIGN | 322300 | 0%
XB4BD53 | SELECTOR SWITCH | 377300 | IDSIG: CONTROL, RELAYS & SIGN | 377300 | 0%
XB4BG03 | KEY SELECTOR SWITCH | 663300 | IDSIG: CONTROL, RELAYS & SIGN | 663300 | 0%
XB4BG21 | KEY SELECTOR SWITCH | 598400 | IDSIG: CONTROL, RELAYS & SIGN | 598400 | 0%
XB4BG33 | KEY SELECTOR SWITCH | 691900 | IDSIG: CONTROL, RELAYS & SIGN | 691900 | 0%
XB4BG41 | KEY SELECTOR SWITCH | 628100 | IDSIG: CONTROL, RELAYS & SIGN | 628100 | 0%
XB4BG61 | KEY SELECTOR SWITCH | 642400 | IDSIG: CONTROL, RELAYS & SIGN | 642400 | 0%
XB4BJ21 | SELECTOR SWITCH | 372900 | IDSIG: CONTROL, RELAYS & SIGN | 372900 | 0%
XB4BJ33 | SELECTOR SWITCH | 407000 | IDSIG: CONTROL, RELAYS & SIGN | 407000 | 0%
XB4BJ53 | SELECTOR SWITCH | 479600 | IDSIG: CONTROL, RELAYS & SIGN | 479600 | 0%
XB4BL42 | PUSHBUTTON | 368500 | IDSIG: CONTROL, RELAYS & SIGN | 368500 | 0%
XB4BL73415 | COMPLETE METAL DOUBLE HEADED PUSHBUTTONS | 770000 | IDSIG: CONTROL, RELAYS & SIGN | 770000 | 0%
XB4BP21 | PUSHBUTTON | 427900 | IDSIG: CONTROL, RELAYS & SIGN | 427900 | 0%
XB4BP31 | PUSHBUTTON | 427900 | IDSIG: CONTROL, RELAYS & SIGN | 427900 | 0%
XB4BP42 | PUSHBUTTON | 427900 | IDSIG: CONTROL, RELAYS & SIGN | 427900 | 0%
XB4BP51 | PUSHBUTTON | 427900 | IDSIG: CONTROL, RELAYS & SIGN | 427900 | 0%
XB4BP61 | PUSHBUTTON | 427900 | IDSIG: CONTROL, RELAYS & SIGN | 427900 | 0%
XB4BS8442 | PUSHBUTTON, EMERGENCY SWITCHING OFF | 617100 | IDSIG: CONTROL, RELAYS & SIGN | 617100 | 0%
XB4BS9442 | EMERGENCY STOP | 933900 | IDSIG: CONTROL, RELAYS & SIGN | 933900 | 0%
XB4BT842 | PUSHBUTTON, EMERGENCY SWITCHING OFF | 623700 | IDSIG: CONTROL, RELAYS & SIGN | 623700 | 0%
XB4BV61 | DIRECT SUPPLY PILOT LIGHT WHITE | 418000 | IDSIG: CONTROL, RELAYS & SIGN | 418000 | 0%
XB4BV63 | DIRECT SUPPLY PILOT LIGHT | 418000 | IDSIG: CONTROL, RELAYS & SIGN | 418000 | 0%
XB4BV64 | DIRECT SUPPLY PILOT LIGHT | 418000 | IDSIG: CONTROL, RELAYS & SIGN | 418000 | 0%
XB4BV65 | DIRECT SUPPLY PILOT LIGHT | 418000 | IDSIG: CONTROL, RELAYS & SIGN | 418000 | 0%
XB4BVB1 | 24 V LED PILOT LIGHT BODY | 416900 | IDSIG: CONTROL, RELAYS & SIGN | 416900 | 0%
XB4BVB3 | 24 V LED PILOT LIGHT BODY GREEN | 416900 | IDSIG: CONTROL, RELAYS & SIGN | 416900 | 0%
XB4BVB4 | 24 V LED PILOT LIGHT BODY | 416900 | IDSIG: CONTROL, RELAYS & SIGN | 416900 | 0%
XB4BVB5 | 24 V LED PILOT LIGHT BODY YELLOW | 416900 | IDSIG: CONTROL, RELAYS & SIGN | 416900 | 0%
XB4BVB6 | 24 V LED PILOT LIGHT BODY | 416900 | IDSIG: CONTROL, RELAYS & SIGN | 416900 | 0%
XB4BVG1 | 24 V LED PILOT LIGHT BODY | 540100 | IDSIG: CONTROL, RELAYS & SIGN | 540100 | 0%
XB4BVG3 | 120 V LED PILOT LIGHT BOD | 540100 | IDSIG: CONTROL, RELAYS & SIGN | 540100 | 0%
XB4BVG4 | 1210 V LED PILOT LIGHT BO | 540100 | IDSIG: CONTROL, RELAYS & SIGN | 540100 | 0%
XB4BVG5 | 120 V LED PILOT LIGHT BOD | 540100 | IDSIG: CONTROL, RELAYS & SIGN | 540100 | 0%
XB4BVG6 | 120 V LED PILOT LIGHT BOD | 540100 | IDSIG: CONTROL, RELAYS & SIGN | 540100 | 0%
XB4BVM1 | PILOT LIGHT White | 690800 | IDSIG: CONTROL, RELAYS & SIGN | 690800 | 0%
XB4BVM3 | PILOT LIGHT GREEN | 690800 | IDSIG: CONTROL, RELAYS & SIGN | 690800 | 0%
XB4BVM4 | PILOT LIGHT RED | 690800 | IDSIG: CONTROL, RELAYS & SIGN | 690800 | 0%
XB4BVM5 | PILOT LIGHT YELLOW | 690800 | IDSIG: CONTROL, RELAYS & SIGN | 690800 | 0%
XB4BVM6 | 230V LED PILOT LIGHT BODY | 690800 | IDSIG: CONTROL, RELAYS & SIGN | 690800 | 0%
XB4BW3165 | ILLUMINATED PUSHBUTTON | 546700 | IDSIG: CONTROL, RELAYS & SIGN | 546700 | 0%
XB4BW31B5 | ILLUMINATED PUSHBUTTON | 629200 | IDSIG: CONTROL, RELAYS & SIGN | 629200 | 0%
XB4BW31G5 | ILLUMINATED PUSHBUTTON | 687500 | IDSIG: CONTROL, RELAYS & SIGN | 687500 | 0%
XB4BW31M5 | IMMUMINATED PUSHBOTTON | 855800 | IDSIG: CONTROL, RELAYS & SIGN | 855800 | 0%
XB4BW3365 | ILLUMINATED PUSHBUTTON | 546700 | IDSIG: CONTROL, RELAYS & SIGN | 546700 | 0%
XB4BW33B5 | ILLUMINATED PUSHBUTTON | 629200 | IDSIG: CONTROL, RELAYS & SIGN | 629200 | 0%
XB4BW33G5 | ILLUMINATED PUSHBUTTON | 687500 | IDSIG: CONTROL, RELAYS & SIGN | 687500 | 0%
XB4BW33M5 | ILLUMINATED PUSHBUTTON | 856900 | IDSIG: CONTROL, RELAYS & SIGN | 856900 | 0%
XB4BW3465 | ILLUMINATED PUSHBUTTON | 546700 | IDSIG: CONTROL, RELAYS & SIGN | 546700 | 0%
XB4BW34B5 | ILLUMINATED PUSHBUTTON | 629200 | IDSIG: CONTROL, RELAYS & SIGN | 629200 | 0%
XB4BW34G5 | ILLUMINATED PUSHBUTTON | 687500 | IDSIG: CONTROL, RELAYS & SIGN | 687500 | 0%
XB4BW34M5 | ILLUMINATED PUSHBUTTON | 856900 | IDSIG: CONTROL, RELAYS & SIGN | 856900 | 0%
XB4BW3565 | ILLUMINATED PUSHBUTTON | 546700 | IDSIG: CONTROL, RELAYS & SIGN | 546700 | 0%
XB4BW35B5 | ILLUMINATED PUSHBUTTON | 629200 | IDSIG: CONTROL, RELAYS & SIGN | 629200 | 0%
XB4BW35G5 | ILLUMINATED PUSHBUTTON | 686400 | IDSIG: CONTROL, RELAYS & SIGN | 686400 | 0%
XB4BW35M5 | ILLUMINATED PUSHBUTTON | 855800 | IDSIG: CONTROL, RELAYS & SIGN | 855800 | 0%
XB4BW36B5 | ILLUMINATED PUSHBUTTON | 629200 | IDSIG: CONTROL, RELAYS & SIGN | 629200 | 0%
XB4BW36G5 | ILLUMINATED PUSHBUTTON | 686400 | IDSIG: CONTROL, RELAYS & SIGN | 686400 | 0%
XB4BW36M5 | JOYSTICK CPNTACT BLOCK | 855800 | IDSIG: CONTROL, RELAYS & SIGN | 855800 | 0%
XB5AA21 | PUSHBUTTON BLACK | 140800 | IDSIG: CONTROL, RELAYS & SIGN | 140800 | 0%
XB5AA31 | PUSHBUTTON GREEN | 140800 | IDSIG: CONTROL, RELAYS & SIGN | 140800 | 0%
XB5AA42 | PUSHBUTTON RED | 140800 | IDSIG: CONTROL, RELAYS & SIGN | 140800 | 0%
XB5AA51 | PUSHBUTTON | 140800 | IDSIG: CONTROL, RELAYS & SIGN | 140800 | 0%
XB5AA61 | PUSHBUTTON | 140800 | IDSIG: CONTROL, RELAYS & SIGN | 140800 | 0%
XB5AD21 | SELECTOR SWITCH | 243100 | IDSIG: CONTROL, RELAYS & SIGN | 243100 | 0%
XB5AD25 | SELECTOR SWITCH | 271700 | IDSIG: CONTROL, RELAYS & SIGN | 271700 | 0%
XB5AD33 | SELECTOR SWITCH | 277200 | IDSIG: CONTROL, RELAYS & SIGN | 277200 | 0%
XB5AD53 | SELECTOR SWITCH | 326700 | IDSIG: CONTROL, RELAYS & SIGN | 326700 | 0%
XB5AG03 | KEY SELECTOR SWITCH | 570900 | IDSIG: CONTROL, RELAYS & SIGN | 570900 | 0%
XB5AG21 | KEY SELECTOR SWITCH | 515900 | IDSIG: CONTROL, RELAYS & SIGN | 515900 | 0%
XB5AG33 | KEY SELECTOR SWITCH | 596200 | IDSIG: CONTROL, RELAYS & SIGN | 596200 | 0%
XB5AG41 | KEY SELECTOR SWITCH | 541200 | IDSIG: CONTROL, RELAYS & SIGN | 541200 | 0%
XB5AG61 | KEY SELECTOR SWITCH | 552200 | IDSIG: CONTROL, RELAYS & SIGN | 552200 | 0%
XB5AJ21 | SELECTOR SWITCH | 322300 | IDSIG: CONTROL, RELAYS & SIGN | 322300 | 0%
XB5AJ33 | SELECTOR SWITCH | 349800 | IDSIG: CONTROL, RELAYS & SIGN | 349800 | 0%
XB5AJ53 | SELECTOR SWITCH | 412500 | IDSIG: CONTROL, RELAYS & SIGN | 412500 | 0%
XB5AS8442 | EMERGENCY STOP PLASTIK | 355300 | IDSIG: CONTROL, RELAYS & SIGN | 355300 | 0%
XB5AS9442 | PUSHBUTTON, EMERGENCY SWITCHING OFF | 539000 | IDSIG: CONTROL, RELAYS & SIGN | 539000 | 0%
XB5AT842 | PUSHBUTTON, EMERGENCY SWITCHING OFF | 361900 | IDSIG: CONTROL, RELAYS & SIGN | 361900 | 0%
XB5AV61 | DIRECT SUPPLY PILOT LIGHT | 181500 | IDSIG: CONTROL, RELAYS & SIGN | 181500 | 0%
XB5AV63 | DIRECT SUPPLY PILOT LIGHT | 181500 | IDSIG: CONTROL, RELAYS & SIGN | 181500 | 0%
XB5AV64 | DIRECT SUPPLY PILOT LIGHT | 181500 | IDSIG: CONTROL, RELAYS & SIGN | 181500 | 0%
XB5AV65 | DIRECT SUPPLY PILOT LIGHT | 182600 | IDSIG: CONTROL, RELAYS & SIGN | 182600 | 0%
XB5AVB1 | 24VDC/AC LED PILOT LIGHT White | 260700 | IDSIG: CONTROL, RELAYS & SIGN | 260700 | 0%
XB5AVB3 | 24VDC/AC LED PILOT LIGHT Green | 260700 | IDSIG: CONTROL, RELAYS & SIGN | 260700 | 0%
XB5AVB4 | 24VDC/AC LED PILOT LIGHT RED | 260700 | IDSIG: CONTROL, RELAYS & SIGN | 260700 | 0%
XB5AVB5 | 24VDC/AC LED PILOT LIGHT Yellow Orange | 260700 | IDSIG: CONTROL, RELAYS & SIGN | 260700 | 0%
XB5AVB6 | 24VDC/AC LED PILOT LIGHT Blue | 260700 | IDSIG: CONTROL, RELAYS & SIGN | 260700 | 0%
XB5AVG1 | 120 V LED PILOT LIGHT WHITE | 287100 | IDSIG: CONTROL, RELAYS & SIGN | 287100 | 0%
XB5AVG3 | 120 V LED PILOT LIGHT | 287100 | IDSIG: CONTROL, RELAYS & SIGN | 287100 | 0%
XB5AVG4 | 120 V LED PILOT LIGHT | 287100 | IDSIG: CONTROL, RELAYS & SIGN | 287100 | 0%
XB5AVG5 | 120 V LED PILOT LIGHT YELLOW | 287100 | IDSIG: CONTROL, RELAYS & SIGN | 287100 | 0%
XB5AVG6 | 121 V LED PILOT LIGHT BLUE | 287100 | IDSIG: CONTROL, RELAYS & SIGN | 287100 | 0%
XB5AVM1 | 230 V LED PILOT LIGHT WHITE | 315700 | IDSIG: CONTROL, RELAYS & SIGN | 315700 | 0%
XB5AVM3 | 230 V LED PILOT LIGHT GREEN | 315700 | IDSIG: CONTROL, RELAYS & SIGN | 315700 | 0%
XB5AVM4 | 230 V LED PILOT LIGHT | 315700 | IDSIG: CONTROL, RELAYS & SIGN | 315700 | 0%
XB5AVM5 | 230 V LED PILOT LIGHT | 315700 | IDSIG: CONTROL, RELAYS & SIGN | 315700 | 0%
XB5AVM6 | 231 V LED PILOT LIGHT | 315700 | IDSIG: CONTROL, RELAYS & SIGN | 315700 | 0%
XB5AW3165 | ILLUMINATED PUSHBUTTON | 499400 | IDSIG: CONTROL, RELAYS & SIGN | 499400 | 0%
XB5AW31B5 | ILLUMINATED PUSHBUTTON | 455400 | IDSIG: CONTROL, RELAYS & SIGN | 455400 | 0%
XB5AW31G5 | ILLUMINATED PUSHBUTTON | 498300 | IDSIG: CONTROL, RELAYS & SIGN | 498300 | 0%
XB5AW31M5 | ILLUMINATED PUSHBUTTON | 619300 | IDSIG: CONTROL, RELAYS & SIGN | 619300 | 0%
XB5AW3365 | ILLUMINATED PUSHBUTTON | 499400 | IDSIG: CONTROL, RELAYS & SIGN | 499400 | 0%
XB5AW33B5 | ILLUMINATED PUSHBUTTON | 455400 | IDSIG: CONTROL, RELAYS & SIGN | 455400 | 0%
XB5AW33G5 | ILLUMINATED PUSHBUTTON | 498300 | IDSIG: CONTROL, RELAYS & SIGN | 498300 | 0%
XB5AW33M5 | ILLUMINATED PUSHBUTTON | 619300 | IDSIG: CONTROL, RELAYS & SIGN | 619300 | 0%
XB5AW3465 | ILLUMINATED PUSHBUTTON | 499400 | IDSIG: CONTROL, RELAYS & SIGN | 499400 | 0%
XB5AW34B5 | ILLUMINATED PUSHBUTTON | 455400 | IDSIG: CONTROL, RELAYS & SIGN | 455400 | 0%
XB5AW34G5 | ILLUMINATED PUSHBUTTON | 498300 | IDSIG: CONTROL, RELAYS & SIGN | 498300 | 0%
XB5AW34M5 | ILLUMINATED PUSHBUTTON | 619300 | IDSIG: CONTROL, RELAYS & SIGN | 619300 | 0%
XB5AW3565 | ILLUMINATED PUSHBUTTON | 499400 | IDSIG: CONTROL, RELAYS & SIGN | 499400 | 0%
XB5AW35B5 | ILLUMINATED PUSHBUTTON | 455400 | IDSIG: CONTROL, RELAYS & SIGN | 455400 | 0%
XB5AW35G5 | ILLUMINATED PUSHBUTTON | 498300 | IDSIG: CONTROL, RELAYS & SIGN | 498300 | 0%
XB5AW35M5 | ILLUMINATED PUSHBUTTON | 619300 | IDSIG: CONTROL, RELAYS & SIGN | 619300 | 0%
XB5AW36B5 | ILLUMINATED PUSHBUTTON | 455400 | IDSIG: CONTROL, RELAYS & SIGN | 455400 | 0%
XB5AW36G5 | ILLUMINATED PUSHBUTTON | 498300 | IDSIG: CONTROL, RELAYS & SIGN | 498300 | 0%
XB5AW36M5 | ILLUMINATED PUSHBUTTON | 619300 | IDSIG: CONTROL, RELAYS & SIGN | 619300 | 0%
HMIGTO1300 | 3.5 Color Touch Panel QVGA-TFT no Ethernet | 19694400 | IDHMI: HUMAN MACHINE INTFC (Magelis) | 18756100 | 5.003%
HMIGTO1310 | 3.5 Color Touch Panel QVGA-TFT | 20843900 | IDHMI: HUMAN MACHINE INTFC (Magelis) | 19850600 | 5.004%
HMIGTO2300 | 5.7 Color Touch Panel QVGA-TFT no Ethernet | 24398000 | IDHMI: HUMAN MACHINE INTFC (Magelis) | 23235300 | 5.004%
HMIGTO2310 | 5.7 Color Touch Panel QVGA-TFT | 26330700 | IDHMI: HUMAN MACHINE INTFC (Magelis) | 25076700 | 5.001%
HMIGTO2315 | 5.7 Color Touch Panel QVGA Stainless | 32026500 | IDHMI: HUMAN MACHINE INTFC (Magelis) | 30500800 | 5.002%
HMIGTO3510 | 7.0 Color Touch Panel WVGA-TFT | 32689800 | IDHMI: HUMAN MACHINE INTFC (Magelis) | 31132200 | 5.003%
HMIGTO4310 | 7.5 Color Touch Panel VGA-TFT | 37847700 | IDHMI: HUMAN MACHINE INTFC (Magelis) | 36044800 | 5.002%
HMIGTO5310 | 10.4 Color Touch Panel VGA-TFT | 41174100 | IDHMI: HUMAN MACHINE INTFC (Magelis) | 39212800 | 5.002%
HMIGTO5315 | 10.4 Color Touch Panel VGA Stainless | 58373700 | IDHMI: HUMAN MACHINE INTFC (Magelis) | 55594000 | 5%
HMIGTO6310 | 12.1 Color Touch Panel SVGA-TFT | 45310100 | IDHMI: HUMAN MACHINE INTFC (Magelis) | 43151900 | 5.001%
HMIGTO6315 | 12.1 Color Touch Panel SVGA Stainless | 61221600 | IDHMI: HUMAN MACHINE INTFC (Magelis) | 58305500 | 5.001%
HMIGXU3500 | GXU Touch Panel, 7"W TFT, SL only | 11441100 | IDHMI : EASYLINE HUMAN MACHINE INTFC (HMIGXU) | 11441100 | 0%
HMIGXU3512 | GXU Touch Panel, 7"W TFT, SL + ETH | 12652200 | IDHMI : EASYLINE HUMAN MACHINE INTFC (HMIGXU) | 12652200 | 0%
HMIGXU5500 | GXU Touch Panel, 10"W TFT, SL only | 24547600 | IDHMI : EASYLINE HUMAN MACHINE INTFC (HMIGXU) | 24547600 | 0%
HMIGXU5512 | GXU Touch Panel, 10"W TFT, SL + ETH | 26627700 | IDHMI : EASYLINE HUMAN MACHINE INTFC (HMIGXU) | 26627700 | 0%
HMISTO511 | Touch Panel Screen 3’’4 Monochrome G/O/R Magelis STO with display 3"4 Touch Screen, 3-colors backlight Green/Orange/Red ,resolution 200x80 pixels , 24V DC supply, one serial line RS232/RS485-RJ45 port , two USB ports type mini-B device & type A host . | 10059500 | IDHMI: HUMAN MACHINE INTFC (Magelis) | 9579900 | 5.006%
HMISTO512 | Touch Panel Screen 3”4 Monochrome W/P/R Magelis STO with display 3"4 Touch Screen, 3-colors backlight White/Pink/Red ,resolution 200x80 pixels , 24V DC supply, one serial line RS232/RS485-RJ45 port , two USB ports type mini-B device & type A host | 10059500 | IDHMI: HUMAN MACHINE INTFC (Magelis) | 9579900 | 5.006%
HMISTU655 | Touch Panel Screen 3’’5 Color Magelis STU with display 3"5 Touch Screen, 65K colors ,resolution QVGA 320x240 pixels , 24V DC supply, one serial line RS232/RS485- RJ45 port , one Ethernet 10/100Baset RJ45 port , two USB ports type mini-B device & type A ho | 15088700 | IDHMI: HUMAN MACHINE INTFC (Magelis) | 14369300 | 5.007%
HMISTU855 | Magelis STU with display 5"7 Touch Screen, 65K colors ,resolution QVGA 320x240 pixels , 24V DC supply, one serial line RS232/RS485- RJ45 port , one Ethernet 10/100Baset RJ45 port , two USB ports type mini-B device & type A host . | 20234500 | IDHMI: HUMAN MACHINE INTFC (Magelis) | 19270900 | 5%
HMIZGFIX3 | Installation fasteners of GXU TP (24pcs) | 1977800 | IDHMI : EASYLINE HUMAN MACHINE INTFC (HMIGXU) | 1977800 | 0%
DL1CB006 | LONG LIFE BULB - | 44000 | IDSIG: CONTROL, RELAYS & SIGN | 44000 | 0%
DL1CE024 | LONG LIFE BULB | 44000 | IDSIG: CONTROL, RELAYS & SIGN | 44000 | 0%
DL1CE130 | BULB BA9S 130VACDC 2.6W | 44000 | IDSIG: CONTROL, RELAYS & SIGN | 44000 | 0%
ZB5AZ905 | KEY FOR FIXING NUT | 125400 | IDSIG: CONTROL, RELAYS & SIGN | 125400 | 0%
ZB5AZ101 | SCREW TERMINAL CONTACT B | 137500 | IDSIG: CONTROL, RELAYS & SIGN | 137500 | 0%
ZB5AZ102 | SCREW TERMINAL CONTACT B | 137500 | IDSIG: CONTROL, RELAYS & SIGN | 137500 | 0%
ZB5AA2 | PUSHBUTTON OPERATOR HEAD | 85800 | IDSIG: CONTROL, RELAYS & SIGN | 85800 | 0%
ZB5AA3 | PUSHBUTTON OPERATOR HEAD | 85800 | IDSIG: CONTROL, RELAYS & SIGN | 85800 | 0%
ZB5AA4 | PUSHBUTTON OPERATOR HEAD | 85800 | IDSIG: CONTROL, RELAYS & SIGN | 85800 | 0%
ZB5AA5 | PUSHBUTTON OPERATOR HEAD | 85800 | IDSIG: CONTROL, RELAYS & SIGN | 85800 | 0%
ZB5AA6 | PUSHBUTTON OPERATOR HEAD | 85800 | IDSIG: CONTROL, RELAYS & SIGN | 85800 | 0%
ZB5AW0B15 | 24 V LED ILLUMI. P.B BOD | 469700 | IDSIG: CONTROL, RELAYS & SIGN | 469700 | 0%
ZB5AW0B35 | 24 V LED ILLUMI. P.B BOD | 469700 | IDSIG: CONTROL, RELAYS & SIGN | 469700 | 0%
ZB5AW0B45 | 24 V LED ILLUMI. P.B BODY | 469700 | IDSIG: CONTROL, RELAYS & SIGN | 469700 | 0%
ZB5AW0B55 | 24 V LED ILLUMI. P.B BOD | 469700 | IDSIG: CONTROL, RELAYS & SIGN | 469700 | 0%
ZB5AW0B65 | 24 V LED ILLUMI. P.B BODY | 469700 | IDSIG: CONTROL, RELAYS & SIGN | 469700 | 0%
ZB5AW0G15 | 120 V LED ILLUMI. P.B BOD | 532400 | IDSIG: CONTROL, RELAYS & SIGN | 532400 | 0%
ZB5AW0G35 | 120 V LED ILLUMI. P.B BOD | 532400 | IDSIG: CONTROL, RELAYS & SIGN | 532400 | 0%
ZB5AW0G45 | 120 V LED ILLUMI. P.B BOD | 532400 | IDSIG: CONTROL, RELAYS & SIGN | 532400 | 0%
ZB5AW0G55 | 120 V LED ILLUMI. P.B BOD | 532400 | IDSIG: CONTROL, RELAYS & SIGN | 532400 | 0%
ZB5AW0G65 | 120 V LED ILLUMI. P.B BOD | 532400 | IDSIG: CONTROL, RELAYS & SIGN | 532400 | 0%
ZB5AW0M15 | 230 V LED ILLUMI. P.B BOD | 720500 | IDSIG: CONTROL, RELAYS & SIGN | 720500 | 0%
ZB5AW0M35 | 230 V LED ILLUMI. P.B BOD | 720500 | IDSIG: CONTROL, RELAYS & SIGN | 720500 | 0%
ZB5AW0M45 | 230 V LED ILLUMI. P.B BOD | 720500 | IDSIG: CONTROL, RELAYS & SIGN | 720500 | 0%
ZB5AW0M55 | 230 V LED ILLUMI. P.B BOD | 720500 | IDSIG: CONTROL, RELAYS & SIGN | 720500 | 0%
ZB5AW0M65 | 230 V LED ILLUMI. P.B BOD | 720500 | IDSIG: CONTROL, RELAYS & SIGN | 720500 | 0%
ZB5AW313 | ILLUMINATED PUSHBUTTON HE | 232100 | IDSIG: CONTROL, RELAYS & SIGN | 232100 | 0%
ZB5AW333 | ILLUMINATED PUSHBUTTON HE | 232100 | IDSIG: CONTROL, RELAYS & SIGN | 232100 | 0%
ZB5AW343 | ILLUMINATED PUSHBUTTON HE | 232100 | IDSIG: CONTROL, RELAYS & SIGN | 232100 | 0%
ZB5AW353 | ILLUMINATED PUSHBUTTON HE | 232100 | IDSIG: CONTROL, RELAYS & SIGN | 232100 | 0%
ZB5AW363 | ILLUMINATED PUSHBUTTON HE | 232100 | IDSIG: CONTROL, RELAYS & SIGN | 232100 | 0%
ZB5AW065 | DIRECT SUPPLY ILL. P.B. B | 473000 | IDSIG: CONTROL, RELAYS & SIGN | 473000 | 0%
ZB5AW31 | ILLUMINATED PUSHBUTTON HE | 232100 | IDSIG: CONTROL, RELAYS & SIGN | 232100 | 0%
ZB5AW33 | ILLUMINATED PUSHBUTTON HE | 232100 | IDSIG: CONTROL, RELAYS & SIGN | 232100 | 0%
ZB5AW34 | ILLUMINATED PUSHBUTTON HE | 232100 | IDSIG: CONTROL, RELAYS & SIGN | 232100 | 0%
ZB5AW35 | ILLUMINATED PUSHBUTTON HE | 232100 | IDSIG: CONTROL, RELAYS & SIGN | 232100 | 0%
ZB5AT84 | PUSHBUTTON, EMERGENCY SWITCHING OFF | 310200 | IDSIG: CONTROL, RELAYS & SIGN | 310200 | 0%
ZB5AS844 | "PUSHBUTTON, EMERGENCY SWITCHING OFF" | 303600 | IDSIG: CONTROL, RELAYS & SIGN | 303600 | 0%
ZB5AS944 | PUSHBUTTON, EMERGENCY SWITCHING OFF | 523600 | IDSIG: CONTROL, RELAYS & SIGN | 523600 | 0%
ZBE101 | NO SCREW TERMINAL CONTACT | 70400 | IDSIG: CONTROL, RELAYS & SIGN | 70400 | 0%
ZBE102 | NC SCREW TERMINAL CONTACT | 70400 | IDSIG: CONTROL, RELAYS & SIGN | 70400 | 0%
ZB5AVB1 | 24 V LED PILOT LIGHT BODY | 258500 | IDSIG: CONTROL, RELAYS & SIGN | 258500 | 0%
ZB5AVB3 | 24 V LED PILOT LIGHT BODY | 258500 | IDSIG: CONTROL, RELAYS & SIGN | 258500 | 0%
ZB5AVB4 | 24 V LED PILOT LIGHT BODY | 258500 | IDSIG: CONTROL, RELAYS & SIGN | 258500 | 0%
ZB5AVB5 | 24 V LED PILOT LIGHT BODY | 258500 | IDSIG: CONTROL, RELAYS & SIGN | 258500 | 0%
ZB5AVB6 | 24 V LED PILOT LIGHT BODY | 258500 | IDSIG: CONTROL, RELAYS & SIGN | 258500 | 0%
ZB5AVG1 | 120 V LED PILOT LIGHT BOD | 290400 | IDSIG: CONTROL, RELAYS & SIGN | 290400 | 0%
ZB5AVG3 | 1210 V LED PILOT LIGHT BO | 290400 | IDSIG: CONTROL, RELAYS & SIGN | 290400 | 0%
ZB5AVG4 | 120 V LED PILOT LIGHT BOD | 290400 | IDSIG: CONTROL, RELAYS & SIGN | 290400 | 0%
ZB5AVG5 | 120 V LED PILOT LIGHT BOD | 290400 | IDSIG: CONTROL, RELAYS & SIGN | 290400 | 0%
ZB5AVG6 | 120 V LED PILOT LIGHT BOD | 290400 | IDSIG: CONTROL, RELAYS & SIGN | 290400 | 0%
ZB5AVM1 | 230 V LED PILOT LIGHT BOD | 328900 | IDSIG: CONTROL, RELAYS & SIGN | 328900 | 0%
ZB5AVM3 | 230 V LED PILOT LIGHT BOD | 328900 | IDSIG: CONTROL, RELAYS & SIGN | 328900 | 0%
ZB5AVM4 | 230 V LED PILOT LIGHT BOD | 328900 | IDSIG: CONTROL, RELAYS & SIGN | 328900 | 0%
ZB5AVM5 | 230 V LED PILOT LIGHT BOD | 328900 | IDSIG: CONTROL, RELAYS & SIGN | 328900 | 0%
ZB5AVM6 | 230 V LED PILOT LIGHT BOD | 328900 | IDSIG: CONTROL, RELAYS & SIGN | 328900 | 0%
ZB5AV6 | DIRECT SUPPLY PILOT LIGHT | 125400 | IDSIG: CONTROL, RELAYS & SIGN | 125400 | 0%
ZB5AZ105 | SCREW TERMINAL CONTACT B | 173800 | IDSIG: CONTROL, RELAYS & SIGN | 173800 | 0%
ZB5AZ103 | SCREW TERMINAL CONTACT B | 173800 | IDSIG: CONTROL, RELAYS & SIGN | 173800 | 0%
ZB5AV013 | PILOT LIGHT HEAD | 81400 | IDSIG: CONTROL, RELAYS & SIGN | 81400 | 0%
ZB5AV033 | PILOT LIGHT HEAD | 81400 | IDSIG: CONTROL, RELAYS & SIGN | 81400 | 0%
ZB5AV043 | PILOT LIGHT HEAD | 81400 | IDSIG: CONTROL, RELAYS & SIGN | 81400 | 0%
ZB5AV053 | PILOT LIGHT HEAD | 81400 | IDSIG: CONTROL, RELAYS & SIGN | 81400 | 0%
ZB5AV063 | PILOT LIGHT HEAD | 81400 | IDSIG: CONTROL, RELAYS & SIGN | 81400 | 0%
ZB5AV01 | PILOT LIGHT HEAD | 110000 | IDSIG: CONTROL, RELAYS & SIGN | 110000 | 0%
ZB5AV03 | PILOT LIGHT HEAD | 110000 | IDSIG: CONTROL, RELAYS & SIGN | 110000 | 0%
ZB5AV04 | PILOT LIGHT HEAD | 110000 | IDSIG: CONTROL, RELAYS & SIGN | 110000 | 0%
ZB5AV05 | PILOT LIGHT HEAD | 110000 | IDSIG: CONTROL, RELAYS & SIGN | 110000 | 0%
ZB5AD2 | SELEC TO R SWITCH HEAD 2 POSITIONS DIAM | 163900 | IDSIG: CONTROL, RELAYS & SIGN | 163900 | 0%
ZB5AD3 | SELEC TO R SWITCH HEAD 3 POSITIONS DIAM | 173800 | IDSIG: CONTROL, RELAYS & SIGN | 173800 | 0%
ZB5AD5 | SELEC TO R SWITCH HEAD 3 POSITIONS DIAM | 237600 | IDSIG: CONTROL, RELAYS & SIGN | 237600 | 0%
ZB5AJ2 | SELEC TO R SWITCH HEAD 2 POSITIONS DIAM | 260700 | IDSIG: CONTROL, RELAYS & SIGN | 260700 | 0%
ZB5AJ3 | SELEC TO R SWITCH HEAD 3 POSITIONS DIAM | 265100 | IDSIG: CONTROL, RELAYS & SIGN | 265100 | 0%
ZB5AJ5 | SELEC TO R SWITCH HEAD 3 POSITIONS DIAM | 345400 | IDSIG: CONTROL, RELAYS & SIGN | 345400 | 0%
ZB5AG2 | SELEC TO R SWITCH HEAD KEYLOCK 2 POSITIO | 502700 | IDSIG: CONTROL, RELAYS & SIGN | 502700 | 0%
ZB5AG4 | SELEC TO R SWITCH HEAD KEYLOCK 2 POSITIO | 532400 | IDSIG: CONTROL, RELAYS & SIGN | 532400 | 0%
ZB5AG6 | SELEC TO R SWITCH HEAD KEYLOCK 2 POSITIO | 547800 | IDSIG: CONTROL, RELAYS & SIGN | 547800 | 0%
ZB5AG0 | SELEC TO R SWITCH HEAD KEYLOCK 3 POSITIO | 540100 | IDSIG: CONTROL, RELAYS & SIGN | 540100 | 0%
ZB5AG3 | SELEC TO R SWITCH HEAD KEYLOCK 3 POSITIO | 572000 | IDSIG: CONTROL, RELAYS & SIGN | 572000 | 0%
XB4BS9445 | RED EMERGENCY STOP TRIGGER ISO13850 KEY | 591800 | IDSIG: CONTROL, RELAYS & SIGN | 591800 | 0%
ZB4BZ101 | SCREW TERMINAL CONTACT B | 159500 | IDSIG: CONTROL, RELAYS & SIGN | 159500 | 0%
ZB4BZ102 | SCREW TERMINAL CONTACT B | 159500 | IDSIG: CONTROL, RELAYS & SIGN | 159500 | 0%
ZB4BZ105 | SCREW TERMINAL CONTACT B | 200200 | IDSIG: CONTROL, RELAYS & SIGN | 200200 | 0%
ZB4BA2 | PUSHBUTTON OPERATOR HEAD | 176000 | IDSIG: CONTROL, RELAYS & SIGN | 176000 | 0%
ZB4BA3 | PUSHBUTTON OPERATOR HEAD | 176000 | IDSIG: CONTROL, RELAYS & SIGN | 176000 | 0%
ZB4BA4 | PUSHBUTTON OPERATOR HEAD | 176000 | IDSIG: CONTROL, RELAYS & SIGN | 176000 | 0%
ZB4BA5 | PUSHBUTTON OPERATOR HEAD | 176000 | IDSIG: CONTROL, RELAYS & SIGN | 176000 | 0%
ZB4BA6 | PUSHBUTTON OPERATOR HEAD | 176000 | IDSIG: CONTROL, RELAYS & SIGN | 176000 | 0%
ZB4BP2 | PUSHBUTTON OPERATOR HEAD | 325600 | IDSIG: CONTROL, RELAYS & SIGN | 325600 | 0%
ZB4BP3 | PUSHBUTTON OPERATOR HEAD | 325600 | IDSIG: CONTROL, RELAYS & SIGN | 325600 | 0%
ZB4BP4 | PUSHBUTTON OPERATOR HEAD | 325600 | IDSIG: CONTROL, RELAYS & SIGN | 325600 | 0%
ZB4BP5 | PUSHBUTTON OPERATOR HEAD | 325600 | IDSIG: CONTROL, RELAYS & SIGN | 325600 | 0%
ZB4BP6 | PUSHBUTTON OPERATOR HEAD | 325600 | IDSIG: CONTROL, RELAYS & SIGN | 325600 | 0%
ZB4BL4 | PUSHBUTTON OPERATOR HEAD | 247500 | IDSIG: CONTROL, RELAYS & SIGN | 247500 | 0%
ZB4BC2 | MUSHROOMM PUSH BUT HEAD | 431200 | IDSIG: CONTROL, RELAYS & SIGN | 431200 | 0%
ZB4BL7341 | METAL DOUBLE HEADED PUSHBUTTONS | 710600 | IDSIG: CONTROL, RELAYS & SIGN | 710600 | 0%
ZB4BT84 | PUSHBUTTON, EMERGENCY SWITCHING OFF | 601700 | IDSIG: CONTROL, RELAYS & SIGN | 601700 | 0%
ZB4BS844 | PUSHBUTTON, EMERGENCY SWITCHING OFF | 592900 | IDSIG: CONTROL, RELAYS & SIGN | 592900 | 0%
ZB4BS944 | PUSHBUTTON, EMERGENCY SWITCHING OFF | 960300 | IDSIG: CONTROL, RELAYS & SIGN | 960300 | 0%
ZB4BW0B15 | 24 V LED ILLUMI. P.B BOD | 520300 | IDSIG: CONTROL, RELAYS & SIGN | 520300 | 0%
ZB4BW0B35 | 24 V LED ILLUMI. P.B BOD | 520300 | IDSIG: CONTROL, RELAYS & SIGN | 520300 | 0%
ZB4BW0B45 | 24 V LED ILLUMI. P.B BODY | 520300 | IDSIG: CONTROL, RELAYS & SIGN | 520300 | 0%
ZB4BW0B55 | 24 V LED ILLUMI. P.B BOD | 520300 | IDSIG: CONTROL, RELAYS & SIGN | 520300 | 0%
ZB4BW0B65 | 24 V LED ILLUMI. P.B BODY | 520300 | IDSIG: CONTROL, RELAYS & SIGN | 520300 | 0%
ZB4BW0G15 | 120 V LED ILLUMI. P.B BOD | 594000 | IDSIG: CONTROL, RELAYS & SIGN | 594000 | 0%
ZB4BW0G35 | 120 V LED ILLUMI. P.B BOD | 594000 | IDSIG: CONTROL, RELAYS & SIGN | 594000 | 0%
ZB4BW0G45 | 120 V LED ILLUMI. P.B BOD | 594000 | IDSIG: CONTROL, RELAYS & SIGN | 594000 | 0%
ZB4BW0G55 | 120 V LED ILLUMI. P.B BOD | 594000 | IDSIG: CONTROL, RELAYS & SIGN | 594000 | 0%
ZB4BW0G65 | 120 V LED ILLUMI. P.B BOD | 594000 | IDSIG: CONTROL, RELAYS & SIGN | 594000 | 0%
ZB4BW0M15 | 230 V LED ILLUMI. P.B BOD | 801900 | IDSIG: CONTROL, RELAYS & SIGN | 801900 | 0%
ZB4BW0M35 | 230 V LED ILLUMI. P.B BOD | 801900 | IDSIG: CONTROL, RELAYS & SIGN | 801900 | 0%
ZB4BW0M45 | 230 V LED ILLUMI. P.B BOD | 801900 | IDSIG: CONTROL, RELAYS & SIGN | 801900 | 0%
ZB4BW0M55 | 230 V LED ILLUMI. P.B BOD | 801900 | IDSIG: CONTROL, RELAYS & SIGN | 801900 | 0%
ZB4BW0M65 | 230 V LED ILLUMI. P.B BOD | 801900 | IDSIG: CONTROL, RELAYS & SIGN | 801900 | 0%
ZB4BW065 | DIRECT SUPPLY ILL. P.B. B | 473000 | IDSIG: CONTROL, RELAYS & SIGN | 473000 | 0%
ZB4BW313 | ILLUMINATED PUSHBUTTON HE | 361900 | IDSIG: CONTROL, RELAYS & SIGN | 361900 | 0%
ZB4BW333 | ILLUMINATED PUSHBUTTON HE | 361900 | IDSIG: CONTROL, RELAYS & SIGN | 361900 | 0%
ZB4BW343 | ILLUMINATED PUSHBUTTON HE | 361900 | IDSIG: CONTROL, RELAYS & SIGN | 361900 | 0%
ZB4BW353 | ILLUMINATED PUSHBUTTON HE | 361900 | IDSIG: CONTROL, RELAYS & SIGN | 361900 | 0%
ZB4BW363 | ILLUMINATED PUSHBUTTON HE | 361900 | IDSIG: CONTROL, RELAYS & SIGN | 361900 | 0%
ZB4BW31 | ILLUMINATED PUSHBUTTON HE | 232100 | IDSIG: CONTROL, RELAYS & SIGN | 232100 | 0%
ZB4BW33 | ILLUMINATED PUSHBUTTON HE | 232100 | IDSIG: CONTROL, RELAYS & SIGN | 232100 | 0%
ZB4BW34 | ILLUMINATED PUSHBUTTON HE | 232100 | IDSIG: CONTROL, RELAYS & SIGN | 232100 | 0%
ZB4BW35 | ILLUMINATED PUSHBUTTON HE | 232100 | IDSIG: CONTROL, RELAYS & SIGN | 232100 | 0%
ZB4BZ103 | SCREW TERMINAL CONTACT B | 200200 | IDSIG: CONTROL, RELAYS & SIGN | 200200 | 0%
ZB4BVB1 | 24 V LED PILOT LIGHT BODY | 413600 | IDSIG: CONTROL, RELAYS & SIGN | 413600 | 0%
ZB4BVB3 | 24 V LED PILOT LIGHT BODY | 413600 | IDSIG: CONTROL, RELAYS & SIGN | 413600 | 0%
ZB4BVB4 | 24 V LED PILOT LIGHT BODY | 413600 | IDSIG: CONTROL, RELAYS & SIGN | 413600 | 0%
ZB4BVB5 | 24 V LED PILOT LIGHT BODY | 413600 | IDSIG: CONTROL, RELAYS & SIGN | 413600 | 0%
ZB4BVB6 | 24 V LED PILOT LIGHT BODY | 413600 | IDSIG: CONTROL, RELAYS & SIGN | 413600 | 0%
ZB4BVG1 | 120 V LED PILOT LIGHT BOD | 468600 | IDSIG: CONTROL, RELAYS & SIGN | 468600 | 0%
ZB4BVG3 | 120 V LED PILOT LIGHT BOD | 468600 | IDSIG: CONTROL, RELAYS & SIGN | 468600 | 0%
ZB4BVG4 | 120 V LED PILOT LIGHT BOD | 468600 | IDSIG: CONTROL, RELAYS & SIGN | 468600 | 0%
ZB4BVG5 | 120 V LED PILOT LIGHT BOD | 468600 | IDSIG: CONTROL, RELAYS & SIGN | 468600 | 0%
ZB4BVG6 | 120 V LED PILOT LIGHT BOD | 468600 | IDSIG: CONTROL, RELAYS & SIGN | 468600 | 0%
ZB4BVM1 | 230 V LED PILOT LIGHT BOD | 721600 | IDSIG: CONTROL, RELAYS & SIGN | 721600 | 0%
ZB4BVM3 | 230 V LED PILOT LIGHT BOD | 721600 | IDSIG: CONTROL, RELAYS & SIGN | 721600 | 0%
ZB4BVM4 | 230 V LED PILOT LIGHT BOD | 721600 | IDSIG: CONTROL, RELAYS & SIGN | 721600 | 0%
ZB4BVM5 | 230 V LED PILOT LIGHT BOD | 721600 | IDSIG: CONTROL, RELAYS & SIGN | 721600 | 0%
ZB4BVM6 | 230 V LED PILOT LIGHT BOD | 721600 | IDSIG: CONTROL, RELAYS & SIGN | 721600 | 0%
ZB4BV6 | DIRECT SUPPLY PILOT LIGHT | 289300 | IDSIG: CONTROL, RELAYS & SIGN | 289300 | 0%
ZB4BD2 | SELEC TO R SWITCH HEAD 2 POSITIONS DIAM | 188100 | IDSIG: CONTROL, RELAYS & SIGN | 188100 | 0%
ZB4BD3 | SELEC TO R SWITCH HEAD 3 POSITIONS DIAM | 201300 | IDSIG: CONTROL, RELAYS & SIGN | 201300 | 0%
ZB4BD5 | SELEC TO R SWITCH HEAD 3 POSITIONS DIAM | 271700 | IDSIG: CONTROL, RELAYS & SIGN | 271700 | 0%
ZB4BJ2 | SELEC TO R SWITCH HEAD 2 POSITIONS DIAM | 299200 | IDSIG: CONTROL, RELAYS & SIGN | 299200 | 0%
ZB4BJ3 | SELEC TO R SWITCH HEAD 3 POSITIONS DIAM | 304700 | IDSIG: CONTROL, RELAYS & SIGN | 304700 | 0%
ZB4BJ5 | SELEC TO R SWITCH HEAD 3 POSITIONS DIAM | 394900 | IDSIG: CONTROL, RELAYS & SIGN | 394900 | 0%
ZB4BG2 | SELEC TO R SWITCH HEAD KEYLOCK 2 POSITIO | 575300 | IDSIG: CONTROL, RELAYS & SIGN | 575300 | 0%
ZB4BG4 | SELEC TO R SWITCH HEAD KEYLOCK 2 POSITIO | 613800 | IDSIG: CONTROL, RELAYS & SIGN | 613800 | 0%
ZB4BG6 | SELEC TO R SWITCH HEAD KEYLOCK 2 POSITIO | 629200 | IDSIG: CONTROL, RELAYS & SIGN | 629200 | 0%
ZB4BG0 | SELEC TO R SWITCH HEAD KEYLOCK 3 POSITIO | 621500 | IDSIG: CONTROL, RELAYS & SIGN | 621500 | 0%
ZB4BG3 | SELEC TO R SWITCH HEAD KEYLOCK 3 POSITIO | 657800 | IDSIG: CONTROL, RELAYS & SIGN | 657800 | 0%
ZB4BV013 | PILOT LIGHT HEAD | 250800 | IDSIG: CONTROL, RELAYS & SIGN | 250800 | 0%
ZB4BV033 | PILOT LIGHT HEAD | 250800 | IDSIG: CONTROL, RELAYS & SIGN | 250800 | 0%
ZB4BV043 | PILOT LIGHT HEAD | 250800 | IDSIG: CONTROL, RELAYS & SIGN | 250800 | 0%
ZB4BV053 | PILOT LIGHT HEAD | 250800 | IDSIG: CONTROL, RELAYS & SIGN | 250800 | 0%
ZB4BV063 | PILOT LIGHT HEAD | 250800 | IDSIG: CONTROL, RELAYS & SIGN | 250800 | 0%
ZB4BV01 | PILOT LIGHT HEAD | 267300 | IDSIG: CONTROL, RELAYS & SIGN | 267300 | 0%
ZB4BV03 | PILOT LIGHT HEAD | 267300 | IDSIG: CONTROL, RELAYS & SIGN | 267300 | 0%
ZB4BV04 | PILOT LIGHT HEAD | 267300 | IDSIG: CONTROL, RELAYS & SIGN | 267300 | 0%
ZB4BV05 | PILOT LIGHT HEAD | 267300 | IDSIG: CONTROL, RELAYS & SIGN | 267300 | 0%
K1B002ALH | LP CAM SWITCH | 595100 | IDSIG: CONTROL, RELAYS & SIGN | 595100 | 0%
K1B002ACH | CAMSWITCH DIA 22 | 1112100 | IDSIG: CONTROL, RELAYS & SIGN | 1112100 | 0%
K1B1002HLH | COMPL. CAMSWITCH DIA 22 | 914100 | IDSIG: CONTROL, RELAYS & SIGN | 914100 | 0%
K1B1002HCH | COMMUTATOR | 1113200 | IDSIG: CONTROL, RELAYS & SIGN | 1113200 | 0%
K1D012QLH | LP CAM SWITCH | 1147300 | IDSIG: CONTROL, RELAYS & SIGN | 1147300 | 0%
K1D012QCH | CAMSWITCH DIA 22 | 1229800 | IDSIG: CONTROL, RELAYS & SIGN | 1229800 | 0%
K1D002ULH | LP CAM SWITCH | 1111000 | IDSIG: CONTROL, RELAYS & SIGN | 1111000 | 0%
K1D002UCH | COMMUTATOR | 1316700 | IDSIG: CONTROL, RELAYS & SIGN | 1316700 | 0%
K1F003MLH | LP CAM SWITCH | 1521300 | IDSIG: CONTROL, RELAYS & SIGN | 1521300 | 0%
K1F003MCH | CAM SWITCH OPERATOR | 1696200 | IDSIG: CONTROL, RELAYS & SIGN | 1696200 | 0%
K1F027MLH | LP CAM SWITCH | 1465200 | IDSIG: CONTROL, RELAYS & SIGN | 1465200 | 0%
K1F027MCH | CAM SWITCH OPERATOR | 1659900 | IDSIG: CONTROL, RELAYS & SIGN | 1659900 | 0%
K1F022QZ2 | STEP.SWITCH 3POS+0 3POLES RED HANDLE | 5452700 | IDSIG: CONTROL, RELAYS & SIGN | 5452700 | 0%
K1F022QZ4 | STEP.SWITCH 3POS+0 3POLES BLACK HANDLE | 5487900 | IDSIG: CONTROL, RELAYS & SIGN | 5487900 | 0%
K1G043RZ2 | SWITCH 3POS+0 2POLES RED HANDLE | 5815700 | IDSIG: CONTROL, RELAYS & SIGN | 5815700 | 0%
K1G043RZ4 | SWITCH 3POS+0 2POLES BLAC K HANDLE | 5813500 | IDSIG: CONTROL, RELAYS & SIGN | 5813500 | 0%
K1D002UZ2 | REV.SWITCH 2POLES POS0 RE D HANDLE | 5450500 | IDSIG: CONTROL, RELAYS & SIGN | 5450500 | 0%
K1D002UZ4 | REV.SWITCH 2POLES POS0 BL ACK HANDLE | 5447200 | IDSIG: CONTROL, RELAYS & SIGN | 5447200 | 0%
XALD102 | .1 PUSH BUTTON CONTROL BO | 515900 | IDSIG: CONTROL, RELAYS & SIGN | 515900 | 0%
XALD134 | SELECTOR SWITCH CONT. BOX | 555500 | IDSIG: CONTROL, RELAYS & SIGN | 555500 | 0%
XALK178F | EMERGENCY STOP CONT. BOX | 635800 | IDSIG: CONTROL, RELAYS & SIGN | 635800 | 0%
XALK178E | EMERGENCY STOP CONT. BOX | 635800 | IDSIG: CONTROL, RELAYS & SIGN | 635800 | 0%
XALK178G | EMERGENCY STOP CONT. BOX | 737000 | IDSIG: CONTROL, RELAYS & SIGN | 737000 | 0%
XALD213 | .2 PUSH BUTTONS CONT. BOX | 1076900 | IDSIG: CONTROL, RELAYS & SIGN | 1076900 | 0%
XALD215 | .2 PUSH BUTTONS CONT. BOX | 1076900 | IDSIG: CONTROL, RELAYS & SIGN | 1076900 | 0%
XALD01 | 1 P.B EMPTY CONT. BOX | 198000 | IDSIG: CONTROL, RELAYS & SIGN | 198000 | 0%
XALD02 | 2 P.B EMPTY CONT. BOX | 298100 | IDSIG: CONTROL, RELAYS & SIGN | 298100 | 0%
XALD03 | 3 P.B EMPTY CONT. BOX | 363000 | IDSIG: CONTROL, RELAYS & SIGN | 363000 | 0%
XALD04 | 4 P.B EMPTY CONT. BOX | 467500 | IDSIG: CONTROL, RELAYS & SIGN | 467500 | 0%
XALD05 | 5 P.B EMPTY CONT. BOX | 536800 | IDSIG: CONTROL, RELAYS & SIGN | 536800 | 0%
XALD112 | .1 PUSH BUTTON CONTROL BO | 543400 | IDSIG: CONTROL, RELAYS & SIGN | 543400 | 0%
XALD144 | SELECTOR SWITCH CONT. BOX | 819500 | IDSIG: CONTROL, RELAYS & SIGN | 819500 | 0%
XALK188F | EMERGENCY STOP CONT. BOX | 803000 | IDSIG: CONTROL, RELAYS & SIGN | 803000 | 0%
XALK188E | EMERGENCY STOP CONT. BOX | 803000 | IDSIG: CONTROL, RELAYS & SIGN | 803000 | 0%
XALK188G | EMERGENCY STOP CONT. BOX | 903100 | IDSIG: CONTROL, RELAYS & SIGN | 903100 | 0%
XALD363M | .2 P.B. + LIGHT CONT. BOX | 1797400 | IDSIG: CONTROL, RELAYS & SIGN | 1797400 | 0%
XALD363B | 2 PB + LIGHT CONT BOX | 1797400 | IDSIG: CONTROL, RELAYS & SIGN | 1797400 | 0%
XALE1 | EMPTY 1 HOLE | 218900 | IDSIG: CONTROL, RELAYS & SIGN | 218900 | 0%
XALE2 | EMPTY 2 HOLES | 229900 | IDSIG: CONTROL, RELAYS & SIGN | 229900 | 0%
XALE3 | EMPTY 3 HOLES | 242000 | IDSIG: CONTROL, RELAYS & SIGN | 242000 | 0%
XALK01 | 1 P.B.EMPTY YELL.CONT.BOX | 198000 | IDSIG: CONTROL, RELAYS & SIGN | 198000 | 0%
XALK02 | 2 P.B EMPTY CONT. BOX | 298100 | IDSIG: CONTROL, RELAYS & SIGN | 298100 | 0%
XALK03 | 3 P.B EMPTY CONT. BOX | 363000 | IDSIG: CONTROL, RELAYS & SIGN | 363000 | 0%
XALK04 | 4 P.B EMPTY CONT. BOX | 466400 | IDSIG: CONTROL, RELAYS & SIGN | 466400 | 0%
XALK05 | 5 P.B EMPTY CONT. BOX | 536800 | IDSIG: CONTROL, RELAYS & SIGN | 536800 | 0%
XACA201 | PUSHBUTTON STATION | 2196700 | IDSIG: CONTROL, RELAYS & SIGN | 2196700 | 0%
XACA205 | PUSHBUTTON STATION | 2409000 | IDSIG: CONTROL, RELAYS & SIGN | 2409000 | 0%
XACA211 | PUSHBUTTON STATION | 2414500 | IDSIG: CONTROL, RELAYS & SIGN | 2414500 | 0%
XACA215 | PUSHBUTTON STATION | 2626800 | IDSIG: CONTROL, RELAYS & SIGN | 2626800 | 0%
XACA2014 | PISTOL PENDANT STATION 2 PB + EMERGEN | 2838000 | IDSIG: CONTROL, RELAYS & SIGN | 2838000 | 0%
XACA2054 | PISTOL PENDANT STATION 2 PB + EMERGEN | 3128400 | IDSIG: CONTROL, RELAYS & SIGN | 3128400 | 0%
XACA2114 | PISTOL PENDANT STATION 2 PB + EMERGEN | 2987600 | IDSIG: CONTROL, RELAYS & SIGN | 2987600 | 0%
XACA2154 | PISTOL PENDANT STATION 2 PB + EMERGEN | 3246100 | IDSIG: CONTROL, RELAYS & SIGN | 3246100 | 0%
XACA207 | PUSHBUTTON STATION | 2732400 | IDSIG: CONTROL, RELAYS & SIGN | 2732400 | 0%
XACA217 | PUSHBUTTON STATION | 2818200 | IDSIG: CONTROL, RELAYS & SIGN | 2818200 | 0%
XACA2074 | PISTOL PENDANT STATION 2 PB + EMERGEN | 3412200 | IDSIG: CONTROL, RELAYS & SIGN | 3412200 | 0%
XACA2174 | PISTOL PENDANT STATION 2 PB + EMERGEN | 3649800 | IDSIG: CONTROL, RELAYS & SIGN | 3649800 | 0%
XACA271 | PUSHBUTTON STATION | 1476200 | IDSIG: CONTROL, RELAYS & SIGN | 1476200 | 0%
XACA281 | PUSHBUTTON STATION | 1543300 | IDSIG: CONTROL, RELAYS & SIGN | 1543300 | 0%
XACA2714 | PUSHBUTTON STATION | 2667500 | IDSIG: CONTROL, RELAYS & SIGN | 2667500 | 0%
XACA2814 | PUSHBUTTON STATION | 2798400 | IDSIG: CONTROL, RELAYS & SIGN | 2798400 | 0%
XACA27141 | PUSHBUTTON STATION | 4103000 | IDSIG: CONTROL, RELAYS & SIGN | 4103000 | 0%
XACA28141 | PUSHBUTTON STATION | 4202000 | IDSIG: CONTROL, RELAYS & SIGN | 4202000 | 0%
XACA491 | PENDANT CONTROL STATION | 3476000 | IDSIG: CONTROL, RELAYS & SIGN | 3476000 | 0%
XACA4914 | PUSHBUTTON STATION | 3876400 | IDSIG: CONTROL, RELAYS & SIGN | 3876400 | 0%
XACA49141 | PUSHBUTTON STATION | 4917000 | IDSIG: CONTROL, RELAYS & SIGN | 4917000 | 0%
XD5PA12 | JOYSTICK CONTROLLER | 1669800 | IDSIG: CONTROL, RELAYS & SIGN | 1669800 | 0%
XD5PA22 | JOYSTICK CONTROLLER | 1771000 | IDSIG: CONTROL, RELAYS & SIGN | 1771000 | 0%
XD5PA14 | JOYSTICK CONTROLLER | 2957900 | IDSIG: CONTROL, RELAYS & SIGN | 2957900 | 0%
XD5PA24 | JOYSTICK CONTROLLER | 3027200 | IDSIG: CONTROL, RELAYS & SIGN | 3027200 | 0%
XD2GA8241 | JOYSTICK CONTROLLER | 4680500 | IDSIG: CONTROL, RELAYS & SIGN | 4680500 | 0%
XD2GA8251 | JOYSTICK CONTROLLER | 4764100 | IDSIG: CONTROL, RELAYS & SIGN | 4764100 | 0%
XD2GA8441 | JOYSTICK CONTROLLER | 5710100 | IDSIG: CONTROL, RELAYS & SIGN | 5710100 | 0%
XD2GA8451 | JOYSTICK CONTROLLER | 5877300 | IDSIG: CONTROL, RELAYS & SIGN | 5877300 | 0%
XVGB2W | TOWER LIGHT, 2 STAGE RG, 24V, LED, BASE MNTG | 1746800 | IDSIG: CONTROL, RELAYS & SIGN | 1746800 | 0%
XVGB3W | TOWER LIGHT, 3 STAGE RAG, 24V, LED, BASE MNTG | 2096600 | IDSIG: CONTROL, RELAYS & SIGN | 2096600 | 0%
XVGB4W | TOWER LIGHT, 4 STAGE RAGB, 24V, LED, BASE MNTG | 2583900 | IDSIG: CONTROL, RELAYS & SIGN | 2583900 | 0%
XVGB2SW | TOWER LIGHT, 2 STAGE RG, 24V, LED, BUZ, BASE MNTG | 2250600 | IDSIG: CONTROL, RELAYS & SIGN | 2250600 | 0%
XVGB3SW | TOWER LIGHT, 3 STAGE RAG, 24V, LED, BUZ, BASE MNTG | 2625700 | IDSIG: CONTROL, RELAYS & SIGN | 2625700 | 0%
XVGB4SW | TOWER LIGHT, 4 STAGE RAGB, 24V, LED, BUZ, BASE MNTG | 3151500 | IDSIG: CONTROL, RELAYS & SIGN | 3151500 | 0%
XVGB2T | TOWER LIGHT, 2 STAGE RG, 24V, LED, DRCT TUBE MNTG | 1816100 | IDSIG: CONTROL, RELAYS & SIGN | 1816100 | 0%
XVGB3T | TOWER LIGHT, 3 STAGE RAG, 24V, LED, DRCT TUBE MNTG | 2167000 | IDSIG: CONTROL, RELAYS & SIGN | 2167000 | 0%
XVGB4T | TOWER LIGHT, 4 STAGE RAGB, 24V, LED, DRCT TUBE MNTG | 2653200 | IDSIG: CONTROL, RELAYS & SIGN | 2653200 | 0%
XVGB2ST | TOWER LIGHT, 2 STAGE RG, 24V, LED, BUZ, DRCT TUBE MNTG | 2325400 | IDSIG: CONTROL, RELAYS & SIGN | 2325400 | 0%
XVGB3ST | TOWER LIGHT, 3 STAGE RAG, 24V, LED, BUZ, DRCT TUBE MNTG | 2700500 | IDSIG: CONTROL, RELAYS & SIGN | 2700500 | 0%
XVGB4ST | TOWER LIGHT, 4 STAGE RAGB, 24V, LED, BUZ, DRCT TUBE MNTG | 3226300 | IDSIG: CONTROL, RELAYS & SIGN | 3226300 | 0%
XVGB2 | TOWER LIGHT, 2 STAGE RG, 24V, LED, TUBE MNTG W. L BRCKT | 1885400 | IDSIG: CONTROL, RELAYS & SIGN | 1885400 | 0%
XVGB3 | TOWER LIGHT, 3 STAGE RAG, 24V, LED, TUBE MNTG W. L BRCKT | 2234100 | IDSIG: CONTROL, RELAYS & SIGN | 2234100 | 0%
XVGB4 | TOWER LIGHT, 4 STAGE RAGB, 24V, LED, TUBE MNTG W. L BRCKT | 2723600 | IDSIG: CONTROL, RELAYS & SIGN | 2723600 | 0%
XVGB2S | TOWER LIGHT, 2 STAGE RG, 24V, LED, BUZ, TUBE MNTG W. L BRCKT | 2399100 | IDSIG: CONTROL, RELAYS & SIGN | 2399100 | 0%
XVGB3S | TOWER LIGHT, 3 STAGE RAG, 24V, LED, BUZ,TUBE MNTG W. L BRCKT | 2774200 | IDSIG: CONTROL, RELAYS & SIGN | 2774200 | 0%
XVGB4S | TOWER LIGHT, 4 STAGE RAGB, 24V, LED, TUBE MNTG W. F BRCKT | 3300000 | IDSIG: CONTROL, RELAYS & SIGN | 3300000 | 0%
XVGB2H | TOWER LIGHT, 2 STAGE RG, 24V, LED, TUBE MNTG W. FIX PLT | 1885400 | IDSIG: CONTROL, RELAYS & SIGN | 1885400 | 0%
XVGB3H | TOWER LIGHT, 3 STAGE RAG, 24V, LED, TUBE MNTG W. FIX PLT | 2234100 | IDSIG: CONTROL, RELAYS & SIGN | 2234100 | 0%
XVGB4H | TOWER LIGHT, 4 STAGE RAGB, 24V, LED, TUBE MNTG W. FIX PLT | 2723600 | IDSIG: CONTROL, RELAYS & SIGN | 2723600 | 0%
XVGB2SH | TOWER LIGHT, 2 STAGE RG, 24V, LED, BUZ, TUBE MNTG W. FIX PLT | 2399100 | IDSIG: CONTROL, RELAYS & SIGN | 2399100 | 0%
XVGB3SH | TOWER LIGHT, 3 STAGE RAG, 24V, LED, BUZ, TUBE MNTG W. FIX PLT | 2774200 | IDSIG: CONTROL, RELAYS & SIGN | 2774200 | 0%
XVGB4SH | TOWER LIGHT, 4 STAGE RAGB, 24V, LED, BUZ, TUBE MNTG W. FIX PLT | 3300000 | IDSIG: CONTROL, RELAYS & SIGN | 3300000 | 0%
XVGB2M | TOWER LIGHT, 2 STAGE RG, 24V, LED, TUBE MNTG W. F BRCKT | 2167000 | IDSIG: CONTROL, RELAYS & SIGN | 2167000 | 0%
XVGB3M | TOWER LIGHT, 3 STAGE RAG, 24V, LED, TUBE MNTG W. F BRCKT | 2513500 | IDSIG: CONTROL, RELAYS & SIGN | 2513500 | 0%
XVGB4M | TOWER LIGHT, 4 STAGE RAGB, 24V, LED, TUBE MNTG W. F BRCKT | 3001900 | IDSIG: CONTROL, RELAYS & SIGN | 3001900 | 0%
XVGB2SM | TOWER LIGHT, 2 STAGE RG, 24V, LED, BUZ,TUBE MNTG W. F BRCKT | 2701600 | IDSIG: CONTROL, RELAYS & SIGN | 2701600 | 0%
XVGB3SM | TOWER LIGHT, 3 STAGE RAG, 24V, LED, BUZ, TUBE MNTG W. F BRCKT | 3075600 | IDSIG: CONTROL, RELAYS & SIGN | 3075600 | 0%
XVGB4SM | TOWER LIGHT, 4 STAGE RAGB, 24V, LED, BUZ, TUBE MNTG W. F BRCKT | 3599200 | IDSIG: CONTROL, RELAYS & SIGN | 3599200 | 0%
XVGU3SWV | USB TOWERLIGHT, DIR MNT FIX PLATE VJD | 3099800 | IDSIG: CONTROL, RELAYS & SIGN | 3099800 | 0%
XVGU3SHAV | USB TOWERLIGHT, 100MM POLE W FIX PLT VJD | 3503500 | IDSIG: CONTROL, RELAYS & SIGN | 3503500 | 0%
XVMB2RGSSB | 24 V, W. BUZZER, LED, RED, GREEN | 2046000 | IDSIG: CONTROL, RELAYS & SIGN | 2046000 | 0%
XVMG2RGSSB | 120 V, W. BUZZER, LED, RED, GREEN | 2247300 | IDSIG: CONTROL, RELAYS & SIGN | 2247300 | 0%
XVMM2RGSSB | 220 V, W. BUZZER, LED, RED, GREEN | 2360600 | IDSIG: CONTROL, RELAYS & SIGN | 2360600 | 0%
XVMB2RAGSSB | 24 V, W. BUZZER, LED, RED, AMBER, GREEN | 2293500 | IDSIG: CONTROL, RELAYS & SIGN | 2293500 | 0%
XVMG2RAGSSB | 120 V, W. BZR, LED, RED, AMBR, GRN | 2523400 | IDSIG: CONTROL, RELAYS & SIGN | 2523400 | 0%
XVMM2RAGSSB | 220 V, W. BZR, LED, RED, AMBR, GRN | 2649900 | IDSIG: CONTROL, RELAYS & SIGN | 2649900 | 0%
XVMB2R6AGSSB | 24V,W. BZR, LED, RED DISCHRG, AMBR, GRN | 3119600 | IDSIG: CONTROL, RELAYS & SIGN | 3119600 | 0%
XVMG2R6AGSSB | 120 V,W.BZR, LED, RED DISCHRG, AMBR, GRN | 3433100 | IDSIG: CONTROL, RELAYS & SIGN | 3433100 | 0%
XVMM2R6AGSSB | 220 V,W.BZR, LED, RED DISCHRG, AMBR, GRN | 3602500 | IDSIG: CONTROL, RELAYS & SIGN | 3602500 | 0%
XVC4B1K | 24V,Dir,red | 3302200 | IDSIG: CONTROL, RELAYS & SIGN | 3302200 | 0%
XVC4B2K | 24V,Dir,red,yel | 4049100 | IDSIG: CONTROL, RELAYS & SIGN | 4049100 | 0%
XVC4B3K | 24V,Dir,red,yel,grn | 4715700 | IDSIG: CONTROL, RELAYS & SIGN | 4715700 | 0%
XVC4B4K | 24V,Dir,red,yel,grn,blue | 5991700 | IDSIG: CONTROL, RELAYS & SIGN | 5991700 | 0%
XVC4B5K | 24V,Dir,red,yel,grn,blue,wh | 6490000 | IDSIG: CONTROL, RELAYS & SIGN | 6490000 | 0%
XVC6B1K | INDICATING BANKS 60 mm | 4009500 | IDSIG: CONTROL, RELAYS & SIGN | 4009500 | 0%
XVC6B2K | INDICATING BANKS 60 mm | 5162300 | IDSIG: CONTROL, RELAYS & SIGN | 5162300 | 0%
XVC6B3K | INDICATING BANKS 60 mm | 6297500 | IDSIG: CONTROL, RELAYS & SIGN | 6297500 | 0%
XVC6B4K | INDICATING BANKS 60 mm | 7442600 | IDSIG: CONTROL, RELAYS & SIGN | 7442600 | 0%
XVC6B5K | INDICATING BANKS 60 mm | 8591000 | IDSIG: CONTROL, RELAYS & SIGN | 8591000 | 0%
XVC4B1 | 24V,Pole,red | 3744400 | IDSIG: CONTROL, RELAYS & SIGN | 3744400 | 0%
XVC4B2 | 24V,POLE,RED,YEL | 4492400 | IDSIG: CONTROL, RELAYS & SIGN | 4492400 | 0%
XVC4B3 | .24V,Pole,red,yel,grn | 5168900 | IDSIG: CONTROL, RELAYS & SIGN | 5168900 | 0%
XVC4B4 | 24V,Pole,red,yel,grn,blue | 6044500 | IDSIG: CONTROL, RELAYS & SIGN | 6044500 | 0%
XVC4B5 | 24V,Pole,red,yel,grn,blue,wh | 6953100 | IDSIG: CONTROL, RELAYS & SIGN | 6953100 | 0%
XVC6B1 | INDICATING BANKS 60 mm | 4950000 | IDSIG: CONTROL, RELAYS & SIGN | 4950000 | 0%
XVC6B2 | INDICATING BANKS 60 mm | 6160000 | IDSIG: CONTROL, RELAYS & SIGN | 6160000 | 0%
XVC6B3 | INDICATING BANKS 60 mm 24V W/O BUZ R,O,G | 7363400 | IDSIG: CONTROL, RELAYS & SIGN | 7363400 | 0%
XVC6B4 | INDICATING BANKS 60 mm | 8570100 | IDSIG: CONTROL, RELAYS & SIGN | 8570100 | 0%
XVC6B5 | INDICATING BANKS 60 mm | 9762500 | IDSIG: CONTROL, RELAYS & SIGN | 9762500 | 0%
XVC4M1 | TL40MM,STEADY LIGHT,100-240V | 8014600 | IDSIG: CONTROL, RELAYS & SIGN | 8014600 | 0%
XVC4M2 | TL40MM,STEADY LIGHT,100-240V | 8823100 | IDSIG: CONTROL, RELAYS & SIGN | 8823100 | 0%
XVC4M3 | TL40MM,STEADY LIGHT,100-240V | 9427000 | IDSIG: CONTROL, RELAYS & SIGN | 9427000 | 0%
XVC4M4 | TL40MM,STEADY LIGHT,100-240V | 10274000 | IDSIG: CONTROL, RELAYS & SIGN | 10274000 | 0%
XVC4M5 | TL40MM,STEADY LIGHT,100-240V | 11150700 | IDSIG: CONTROL, RELAYS & SIGN | 11150700 | 0%
XVC6M1 | TL60MM,STEADY LIGHT,100-240V | 8993600 | IDSIG: CONTROL, RELAYS & SIGN | 8993600 | 0%
XVC6M2 | TL60MM,STEADY LIGHT,100-240V | 9995700 | IDSIG: CONTROL, RELAYS & SIGN | 9995700 | 0%
XVC6M3 | TL60MM,STEADY LIGHT,100-240V | 10958200 | IDSIG: CONTROL, RELAYS & SIGN | 10958200 | 0%
XVC6M4 | TL60MM,STEADY LIGHT,100-240V | 11917400 | IDSIG: CONTROL, RELAYS & SIGN | 11917400 | 0%
XVC6M5 | TL60MM,STEADY LIGHT,100-240V | 12896400 | IDSIG: CONTROL, RELAYS & SIGN | 12896400 | 0%
RPM11JD | Power relay 1 CO 12 V DC | 115500 | IDSIG: CONTROL, RELAYS & SIGN | 115500 | 0%
RPM11BD | Power relay 1 CO 24 V DC | 115500 | IDSIG: CONTROL, RELAYS & SIGN | 115500 | 0%
RPM11ED | Power relay 1 CO 48 V DC | 133100 | IDSIG: CONTROL, RELAYS & SIGN | 133100 | 0%
RPM11FD | Power relay 1 CO 110 V DC | 133100 | IDSIG: CONTROL, RELAYS & SIGN | 133100 | 0%
RPM11B7 | Power relay 1 CO 24 V AC | 123200 | IDSIG: CONTROL, RELAYS & SIGN | 123200 | 0%
RPM11E7 | Power relay 1 CO 48 V AC | 123200 | IDSIG: CONTROL, RELAYS & SIGN | 123200 | 0%
RPM11F7 | Power relay 1 CO 120 V AC | 123200 | IDSIG: CONTROL, RELAYS & SIGN | 123200 | 0%
RPM11P7 | Power relay 1 CO 230 V AC | 123200 | IDSIG: CONTROL, RELAYS & SIGN | 123200 | 0%
RPM12JD | Power relay 1 CO with LED 12 V DC | 154000 | IDSIG: CONTROL, RELAYS & SIGN | 154000 | 0%
RPM12BD | Power relay 1 CO with LED 24 V DC | 154000 | IDSIG: CONTROL, RELAYS & SIGN | 154000 | 0%
RPM12ED | Power relay 1 CO with LED 48 V DC | 168300 | IDSIG: CONTROL, RELAYS & SIGN | 168300 | 0%
RPM12FD | Power relay 1 CO with LED 110 V DC | 168300 | IDSIG: CONTROL, RELAYS & SIGN | 168300 | 0%
RPM12B7 | Power relay 1 CO with LED 24 V AC | 151800 | IDSIG: CONTROL, RELAYS & SIGN | 151800 | 0%
RPM12E7 | Power relay 1 CO with LED 48 V AC | 151800 | IDSIG: CONTROL, RELAYS & SIGN | 151800 | 0%
RPM12F7 | Power relay 1 CO with LED 120 V AC | 151800 | IDSIG: CONTROL, RELAYS & SIGN | 151800 | 0%
RPM12P7 | Power relay 1 CO with LED 230 V AC | 151800 | IDSIG: CONTROL, RELAYS & SIGN | 151800 | 0%
RPM21JD | Power relay 2 CO 12 V DC | 162800 | IDSIG: CONTROL, RELAYS & SIGN | 162800 | 0%
RPM21BD | Power relay 2 CO 24 V DC | 162800 | IDSIG: CONTROL, RELAYS & SIGN | 162800 | 0%
RPM21ED | Power relay 2 CO 48 V DC | 193600 | IDSIG: CONTROL, RELAYS & SIGN | 193600 | 0%
RPM21FD | Power relay 2 CO 110 V DC | 193600 | IDSIG: CONTROL, RELAYS & SIGN | 193600 | 0%
RPM21B7 | Power relay 2 CO 24 V AC | 173800 | IDSIG: CONTROL, RELAYS & SIGN | 173800 | 0%
RPM21E7 | Power relay 2 CO 48 V AC | 173800 | IDSIG: CONTROL, RELAYS & SIGN | 173800 | 0%
RPM21F7 | Power relay 2 CO 120 V AC | 173800 | IDSIG: CONTROL, RELAYS & SIGN | 173800 | 0%
RPM21P7 | Power relay 2 CO 230 V AC | 182600 | IDSIG: CONTROL, RELAYS & SIGN | 182600 | 0%
RPM22JD | Power relay 2 CO with LED 12 V DC | 201300 | IDSIG: CONTROL, RELAYS & SIGN | 201300 | 0%
RPM22BD | Power relay 2 CO with LED 24 V DC | 201300 | IDSIG: CONTROL, RELAYS & SIGN | 201300 | 0%
RPM22ED | Power relay 2 CO with LED 48 V DC | 234300 | IDSIG: CONTROL, RELAYS & SIGN | 234300 | 0%
RPM22FD | Power relay 2 CO with LED 110 V DC | 234300 | IDSIG: CONTROL, RELAYS & SIGN | 234300 | 0%
RPM22B7 | Power relay 2 CO with LED 24 V AC | 203500 | IDSIG: CONTROL, RELAYS & SIGN | 203500 | 0%
RPM22E7 | Power relay 2 CO with LED 48 V AC | 203500 | IDSIG: CONTROL, RELAYS & SIGN | 203500 | 0%
RPM22F7 | Power relay 2 CO with LED 120 V AC | 203500 | IDSIG: CONTROL, RELAYS & SIGN | 203500 | 0%
RPM22P7 | Power relay 2 CO with LED 230 V AC | 203500 | IDSIG: CONTROL, RELAYS & SIGN | 203500 | 0%
RPM31JD | Power relay 3 CO 12 V DC | 224400 | IDSIG: CONTROL, RELAYS & SIGN | 224400 | 0%
RPM31BD | Power relay 3 CO 24 V DC | 224400 | IDSIG: CONTROL, RELAYS & SIGN | 224400 | 0%
RPM31ED | Power relay 3 CO 48 V DC | 258500 | IDSIG: CONTROL, RELAYS & SIGN | 258500 | 0%
RPM31FD | Power relay 3 CO 110 V DC | 258500 | IDSIG: CONTROL, RELAYS & SIGN | 258500 | 0%
RPM31B7 | Power relay 3 CO 24 V AC | 239800 | IDSIG: CONTROL, RELAYS & SIGN | 239800 | 0%
RPM31E7 | Power relay 3 CO 48 V AC | 239800 | IDSIG: CONTROL, RELAYS & SIGN | 239800 | 0%
RPM31F7 | Power relay 3 CO 120 V AC | 239800 | IDSIG: CONTROL, RELAYS & SIGN | 239800 | 0%
RPM31P7 | Power relay 3 CO 230 V AC | 239800 | IDSIG: CONTROL, RELAYS & SIGN | 239800 | 0%
RPM32JD | Power relay 3 CO with LED 12 V DC | 264000 | IDSIG: CONTROL, RELAYS & SIGN | 264000 | 0%
RPM32BD | Power relay 3 CO with LED 24 V DC | 264000 | IDSIG: CONTROL, RELAYS & SIGN | 264000 | 0%
RPM32ED | Power relay 3 CO with LED 48 V DC | 295900 | IDSIG: CONTROL, RELAYS & SIGN | 295900 | 0%
RPM32FD | Power relay 3 CO with LED 110 V DC | 295900 | IDSIG: CONTROL, RELAYS & SIGN | 295900 | 0%
RPM32B7 | Power relay 3 CO with LED 24 V AC | 268400 | IDSIG: CONTROL, RELAYS & SIGN | 268400 | 0%
RPM32E7 | Power relay 3 CO with LED 48 V AC | 268400 | IDSIG: CONTROL, RELAYS & SIGN | 268400 | 0%
RPM32F7 | Power relay 3 CO with LED 120 V AC | 268400 | IDSIG: CONTROL, RELAYS & SIGN | 268400 | 0%
RPM32P7 | Power relay 3 CO with LED 230 V AC | 268400 | IDSIG: CONTROL, RELAYS & SIGN | 268400 | 0%
RPM41JD | Power relay 4 CO 12 V DC | 260700 | IDSIG: CONTROL, RELAYS & SIGN | 260700 | 0%
RPM41BD | Power relay 4 CO 24 V DC | 260700 | IDSIG: CONTROL, RELAYS & SIGN | 260700 | 0%
RPM41ED | Power relay 4 CO 48 V DC | 260700 | IDSIG: CONTROL, RELAYS & SIGN | 260700 | 0%
RPM41FD | Power relay 4 CO 110 V DC | 260700 | IDSIG: CONTROL, RELAYS & SIGN | 260700 | 0%
RPM41B7 | Power relay 4 CO 24 V AC | 260700 | IDSIG: CONTROL, RELAYS & SIGN | 260700 | 0%
RPM41E7 | Power relay 4 CO 48 V AC | 260700 | IDSIG: CONTROL, RELAYS & SIGN | 260700 | 0%
RPM41F7 | Power relay 4 CO 120 V AC | 260700 | IDSIG: CONTROL, RELAYS & SIGN | 260700 | 0%
RPM41P7 | Power relay 4 CO 230 V AC | 260700 | IDSIG: CONTROL, RELAYS & SIGN | 260700 | 0%
RPM42JD | Power relay 4 CO with LED 12 V DC | 287100 | IDSIG: CONTROL, RELAYS & SIGN | 287100 | 0%
RPM42BD | Power relay 4 CO with LED 24 V DC | 287100 | IDSIG: CONTROL, RELAYS & SIGN | 287100 | 0%
RPM42ED | Power relay 4 CO with LED 48 V DC | 313500 | IDSIG: CONTROL, RELAYS & SIGN | 313500 | 0%
RPM42FD | Power relay 4 CO with LED 110 V DC | 313500 | IDSIG: CONTROL, RELAYS & SIGN | 313500 | 0%
RPM42B7 | Power relay 4 CO with LED 24 V AC | 287100 | IDSIG: CONTROL, RELAYS & SIGN | 287100 | 0%
RPM42E7 | Power relay 4 CO with LED 48 V AC | 287100 | IDSIG: CONTROL, RELAYS & SIGN | 287100 | 0%
RPM42F7 | Power relay 4 CO with LED 120 V AC | 287100 | IDSIG: CONTROL, RELAYS & SIGN | 287100 | 0%
RPM42P7 | Power relay 4 CO with LED 230 V AC | 287100 | IDSIG: CONTROL, RELAYS & SIGN | 287100 | 0%
RPZF1 | Simple Socket mixed terminations 1CO | 103400 | IDSIG: CONTROL, RELAYS & SIGN | 103400 | 0%
RPZF2 | Simple Socket mixed terminations 2CO | 148500 | IDSIG: CONTROL, RELAYS & SIGN | 148500 | 0%
RPZF3 | Simple Socket mixed terminations 3CO | 151800 | IDSIG: CONTROL, RELAYS & SIGN | 151800 | 0%
RPZF4 | Simple Socket mixed terminations 4CO | 202400 | IDSIG: CONTROL, RELAYS & SIGN | 202400 | 0%
RXM4LB1JD | 3A,4C/O, without LED, 12VDC | 123200 | IDSIG: CONTROL, RELAYS & SIGN | 123200 | 0%
RXM4LB1BD | 3A,4C/O, without LED, 24VDC | 123200 | IDSIG: CONTROL, RELAYS & SIGN | 123200 | 0%
RXM4LB1ED | 3A,4C/O, without LED, 48VDC | 123200 | IDSIG: CONTROL, RELAYS & SIGN | 123200 | 0%
RXM4LB1B7 | 3A,4C/O, without LED, 24VAC | 128700 | IDSIG: CONTROL, RELAYS & SIGN | 128700 | 0%
RXM4LB1F7 | 3A,4C/O, without LED, 120VAC | 128700 | IDSIG: CONTROL, RELAYS & SIGN | 128700 | 0%
RXM4LB1P7 | 3A,4C/O, without LED, 230VAC | 128700 | IDSIG: CONTROL, RELAYS & SIGN | 128700 | 0%
RXM2LB1JD | 5A,2C/O, without LED, 12VDC | 113300 | IDSIG: CONTROL, RELAYS & SIGN | 113300 | 0%
RXM2LB1BD | 5A,2C/O, without LED, 24VDC | 113300 | IDSIG: CONTROL, RELAYS & SIGN | 113300 | 0%
RXM2LB1ED | 5A,2C/O, without LED, 48VDC | 113300 | IDSIG: CONTROL, RELAYS & SIGN | 113300 | 0%
RXM2LB1B7 | 5A,2C/O, without LED, 24VAC | 113300 | IDSIG: CONTROL, RELAYS & SIGN | 113300 | 0%
RXM2LB1F7 | 5A,2C/O, without LED, 120VAC | 113300 | IDSIG: CONTROL, RELAYS & SIGN | 113300 | 0%
RXM2LB1P7 | 5A,2C/O, without LED, 230VAC | 113300 | IDSIG: CONTROL, RELAYS & SIGN | 113300 | 0%
RXM4LB2JD | 3A,4C/O, with LED, 12VDC | 133100 | IDSIG: CONTROL, RELAYS & SIGN | 133100 | 0%
RXM4LB2BD | 3A,4C/O, with LED, 24VDC | 133100 | IDSIG: CONTROL, RELAYS & SIGN | 133100 | 0%
RXM4LB2CD | 3A,4C/O, with LED, 36VDC | 133100 | IDSIG: CONTROL, RELAYS & SIGN | 133100 | 0%
RXM4LB2ED | 3A,4C/O, with LED, 48VDC | 133100 | IDSIG: CONTROL, RELAYS & SIGN | 133100 | 0%
RXM4LB2FD | 3A,4C/O, with LED, 110VDC | 138600 | IDSIG: CONTROL, RELAYS & SIGN | 138600 | 0%
RXM4LB2B7 | 3A,4C/O, with LED, 24VAC | 138600 | IDSIG: CONTROL, RELAYS & SIGN | 138600 | 0%
RXM4LB2F7 | 3A,4C/O, with LED, 120VAC | 138600 | IDSIG: CONTROL, RELAYS & SIGN | 138600 | 0%
RXM4LB2P7 | 3A,4C/O, with LED, 230VAC | 138600 | IDSIG: CONTROL, RELAYS & SIGN | 138600 | 0%
RXM2LB2JD | 5A,2C/O, with LED, 12VDC | 122100 | IDSIG: CONTROL, RELAYS & SIGN | 122100 | 0%
RXM2LB2BD | 5A,2C/O, with LED, 24VDC | 122100 | IDSIG: CONTROL, RELAYS & SIGN | 122100 | 0%
RXM2LB2CD | 5A,2C/O, with LED, 36VDC | 122100 | IDSIG: CONTROL, RELAYS & SIGN | 122100 | 0%
RXM2LB2ED | 5A,2C/O, with LED, 48VDC | 122100 | IDSIG: CONTROL, RELAYS & SIGN | 122100 | 0%
RXM2LB2FD | 5A,2C/O, with LED, 110VDC | 122100 | IDSIG: CONTROL, RELAYS & SIGN | 122100 | 0%
RXM2LB2B7 | 5A,2C/O, with LED, 24VAC | 122100 | IDSIG: CONTROL, RELAYS & SIGN | 122100 | 0%
RXM2LB2F7 | 5A,2C/O, with LED, 120VAC | 122100 | IDSIG: CONTROL, RELAYS & SIGN | 122100 | 0%
RXM2LB2P7 | 5A,2C/O, with LED, 230VAC | 122100 | IDSIG: CONTROL, RELAYS & SIGN | 122100 | 0%
RXZE1M2C | mixed 2 poles, screw clamp, 7A, 22,5mm | 58300 | IDSIG: CONTROL, RELAYS & SIGN | 58300 | 0%
RXZE1M4C | mixed 4 poles, screw clamp, 7A, 29mm | 78100 | IDSIG: CONTROL, RELAYS & SIGN | 78100 | 0%
RXM040W | Module diode 6..250 V | 60500 | IDSIG: CONTROL, RELAYS & SIGN | 60500 | 0%
RXM041BN7 | Module RC 24..60 V | 60500 | IDSIG: CONTROL, RELAYS & SIGN | 60500 | 0%
RXM041FU7 | Module RC 110..240 V | 60500 | IDSIG: CONTROL, RELAYS & SIGN | 60500 | 0%
RXM021RB | Module varistor 240 V | 60500 | IDSIG: CONTROL, RELAYS & SIGN | 60500 | 0%
RXM021BN | Module varistor 24..60 V | 60500 | IDSIG: CONTROL, RELAYS & SIGN | 60500 | 0%
RXM021FP | Module varistor 110 V | 60500 | IDSIG: CONTROL, RELAYS & SIGN | 60500 | 0%
RXG12RD | 1CO 10A Relay +LTB+LED 6VDC | 130900 | IDSIG: CONTROL, RELAYS & SIGN | 130900 | 0%
RXG12JD | 1CO 10A Relay +LTB+LED 12VDC | 130900 | IDSIG: CONTROL, RELAYS & SIGN | 130900 | 0%
RXG12BD | 1CO 10A Relay +LTB+LED 24VDC | 130900 | IDSIG: CONTROL, RELAYS & SIGN | 130900 | 0%
RXG12ED | 1CO 10A Relay +LTB+LED 48VDC | 130900 | IDSIG: CONTROL, RELAYS & SIGN | 130900 | 0%
RXG12ND | 1CO 10A Relay +LTB+LED 60VDC | 130900 | IDSIG: CONTROL, RELAYS & SIGN | 130900 | 0%
RXG12FD | 1CO 10A Relay +LTB+LED 110VDC | 130900 | IDSIG: CONTROL, RELAYS & SIGN | 130900 | 0%
RXG12B7 | 1CO 10A Relay +LTB+LED 24VAC | 183700 | IDSIG: CONTROL, RELAYS & SIGN | 183700 | 0%
RXG12E7 | 1CO 10A Relay +LTB+LED 48VAC | 183700 | IDSIG: CONTROL, RELAYS & SIGN | 183700 | 0%
RXG12F7 | 1CO 10A Relay +LTB+LED 120VAC | 183700 | IDSIG: CONTROL, RELAYS & SIGN | 183700 | 0%
RXG12P7 | 1CO 10A Relay +LTB+LED 230VAC | 183700 | IDSIG: CONTROL, RELAYS & SIGN | 183700 | 0%
RXG13RD | 1CO 10A Relay-LTB+LED 6VDC | 95700 | IDSIG: CONTROL, RELAYS & SIGN | 95700 | 0%
RXG13JD | 1CO 10A Relay-LTB+LED 12VDC | 95700 | IDSIG: CONTROL, RELAYS & SIGN | 95700 | 0%
RXG13BD | 1CO 10A Relay-LTB+LED 24VDC | 95700 | IDSIG: CONTROL, RELAYS & SIGN | 95700 | 0%
RXG13ED | 1CO 10A Relay-LTB+LED 48VDC | 95700 | IDSIG: CONTROL, RELAYS & SIGN | 95700 | 0%
RXG13ND | 1CO 10A Relay-LTB+LED 60VDC | 95700 | IDSIG: CONTROL, RELAYS & SIGN | 95700 | 0%
RXG13FD | 1CO 10A Relay-LTB+LED 110VDC | 95700 | IDSIG: CONTROL, RELAYS & SIGN | 95700 | 0%
RXG13B7 | 1CO 10A Relay-LTB+LED 24VAC | 148500 | IDSIG: CONTROL, RELAYS & SIGN | 148500 | 0%
RXG13E7 | 1CO 10A Relay-LTB+LED 48VAC | 148500 | IDSIG: CONTROL, RELAYS & SIGN | 148500 | 0%
RXG13F7 | 1CO 10A Relay-LTB+LED 120VAC | 148500 | IDSIG: CONTROL, RELAYS & SIGN | 148500 | 0%
RXG13P7 | 1CO 10A Relay-LTB+LED 230VAC | 148500 | IDSIG: CONTROL, RELAYS & SIGN | 148500 | 0%
RXG22RD | 2CO 5A Relay +LTB+LED 6VDC | 152900 | IDSIG: CONTROL, RELAYS & SIGN | 152900 | 0%
RXG22JD | 2CO 5A Relay +LTB+LED 12VDC | 152900 | IDSIG: CONTROL, RELAYS & SIGN | 152900 | 0%
RXG22BD | 2CO 5A Relay +LTB+LED 24VDC | 152900 | IDSIG: CONTROL, RELAYS & SIGN | 152900 | 0%
RXG22ED | 2CO 5A Relay +LTB+LED 48VDC | 152900 | IDSIG: CONTROL, RELAYS & SIGN | 152900 | 0%
RXG22ND | 2CO 5A Relay +LTB+LED 60VDC | 152900 | IDSIG: CONTROL, RELAYS & SIGN | 152900 | 0%
RXG22FD | 2CO 5A Relay +LTB+LED 110VDC | 152900 | IDSIG: CONTROL, RELAYS & SIGN | 152900 | 0%
RXG22B7 | 2CO 5A Relay +LTB+LED 24VAC | 205700 | IDSIG: CONTROL, RELAYS & SIGN | 205700 | 0%
RXG22E7 | 2CO 5A Relay +LTB+LED 48VAC | 205700 | IDSIG: CONTROL, RELAYS & SIGN | 205700 | 0%
RXG22F7 | 2CO 5A Relay +LTB+LED 120VAC | 205700 | IDSIG: CONTROL, RELAYS & SIGN | 205700 | 0%
RXG22P7 | 2CO 5A Relay +LTB+LED 230VAC | 205700 | IDSIG: CONTROL, RELAYS & SIGN | 205700 | 0%
RXG23RD | 2CO 5A Relay-LTB+LED 6VDC | 117700 | IDSIG: CONTROL, RELAYS & SIGN | 117700 | 0%
RXG23JD | 2CO 5A Relay-LTB+LED 12VDC | 117700 | IDSIG: CONTROL, RELAYS & SIGN | 117700 | 0%
RXG23BD | 2CO 5A Relay-LTB+LED 24VDC | 117700 | IDSIG: CONTROL, RELAYS & SIGN | 117700 | 0%
RXG23ED | 2CO 5A Relay-LTB+LED 48VDC | 117700 | IDSIG: CONTROL, RELAYS & SIGN | 117700 | 0%
RXG23ND | 2CO 5A Relay-LTB+LED 60VDC | 117700 | IDSIG: CONTROL, RELAYS & SIGN | 117700 | 0%
RXG23FD | 2CO 5A Relay-LTB+LED 110VDC | 117700 | IDSIG: CONTROL, RELAYS & SIGN | 117700 | 0%
RXG23B7 | 2CO 5A Relay-LTB+LED 24VAC | 170500 | IDSIG: CONTROL, RELAYS & SIGN | 170500 | 0%
RXG23E7 | 2CO 5A Relay-LTB+LED 48VAC | 170500 | IDSIG: CONTROL, RELAYS & SIGN | 170500 | 0%
RXG23F7 | 2CO 5A Relay-LTB+LED 120VAC | 170500 | IDSIG: CONTROL, RELAYS & SIGN | 170500 | 0%
RXG23P7 | 2CO 5A Relay-LTB+LED 230VAC | 170500 | IDSIG: CONTROL, RELAYS & SIGN | 170500 | 0%
RXG15RD | 1CO 10A Relay Clear 6VDC | 88000 | IDSIG: CONTROL, RELAYS & SIGN | 88000 | 0%
RXG15JD | 1CO 10A Relay Clear 12VDC | 88000 | IDSIG: CONTROL, RELAYS & SIGN | 88000 | 0%
RXG15BD | 1CO 10A Relay Clear 24VDC | 88000 | IDSIG: CONTROL, RELAYS & SIGN | 88000 | 0%
RXG15ED | 1CO 10A Relay Clear 48VDC | 88000 | IDSIG: CONTROL, RELAYS & SIGN | 88000 | 0%
RXG15ND | 1CO 10A Relay Clear 60VDC | 88000 | IDSIG: CONTROL, RELAYS & SIGN | 88000 | 0%
RXG15FD | 1CO 10A Relay Clear 110VDC | 88000 | IDSIG: CONTROL, RELAYS & SIGN | 88000 | 0%
RXG15B7 | 1CO 10A Relay Clear 24VAC | 139700 | IDSIG: CONTROL, RELAYS & SIGN | 139700 | 0%
RXG15E7 | 1CO 10A Relay Clear 48VAC | 139700 | IDSIG: CONTROL, RELAYS & SIGN | 139700 | 0%
RXG15F7 | 1CO 10A Relay Clear 120VAC | 139700 | IDSIG: CONTROL, RELAYS & SIGN | 139700 | 0%
RXG15P7 | 1CO 10A Relay Clear 230VAC | 139700 | IDSIG: CONTROL, RELAYS & SIGN | 139700 | 0%
RXG25RD | 2CO 5A Relay Clear 6VDC | 108900 | IDSIG: CONTROL, RELAYS & SIGN | 108900 | 0%
RXG25JD | 2CO 5A Relay Clear 12VDC | 108900 | IDSIG: CONTROL, RELAYS & SIGN | 108900 | 0%
RXG25BD | 2CO 5A Relay Clear 24VDC | 108900 | IDSIG: CONTROL, RELAYS & SIGN | 108900 | 0%
RXG25ED | 2CO 5A Relay Clear 48VDC | 108900 | IDSIG: CONTROL, RELAYS & SIGN | 108900 | 0%
RXG25ND | 2CO 5A Relay Clear 60VDC | 108900 | IDSIG: CONTROL, RELAYS & SIGN | 108900 | 0%
RXG25FD | 2CO 5A Relay Clear 110VDC | 108900 | IDSIG: CONTROL, RELAYS & SIGN | 108900 | 0%
RXG25B7 | 2CO 5A Relay Clear 24VAC | 161700 | IDSIG: CONTROL, RELAYS & SIGN | 161700 | 0%
RXG25E7 | 2CO 5A Relay Clear 48VAC | 161700 | IDSIG: CONTROL, RELAYS & SIGN | 161700 | 0%
RXG25F7 | 2CO 5A Relay Clear 120VAC | 161700 | IDSIG: CONTROL, RELAYS & SIGN | 161700 | 0%
RXG25P7 | 2CO 5A Relay Clear 230VAC | 161700 | IDSIG: CONTROL, RELAYS & SIGN | 161700 | 0%
RGZE1S35M | 1CO Separate terminal socket with clamp | 79200 | IDSIG: CONTROL, RELAYS & SIGN | 79200 | 0%
RGZE1S48M | 2CO Separate terminal socket with clamp | 95700 | IDSIG: CONTROL, RELAYS & SIGN | 95700 | 0%
RZM040W | PROTECTIVE DIODE | 68200 | IDSIG: CONTROL, RELAYS & SIGN | 68200 | 0%
RZM041BN7 | CR PROTECTION CIRCUIT | 143000 | IDSIG: CONTROL, RELAYS & SIGN | 143000 | 0%
RZM041FU7 | CR PROTECTION CIRCUIT | 156200 | IDSIG: CONTROL, RELAYS & SIGN | 156200 | 0%
RZM031RB | DIODE + GREEN LED | 129800 | IDSIG: CONTROL, RELAYS & SIGN | 129800 | 0%
RZM031BN | DIODE + GREEN LED | 140800 | IDSIG: CONTROL, RELAYS & SIGN | 140800 | 0%
RZM031FPD | DIODE + GREEN LED | 211200 | IDSIG: CONTROL, RELAYS & SIGN | 211200 | 0%
RZM021RB | DIODE + GREEN LED | 216700 | IDSIG: CONTROL, RELAYS & SIGN | 216700 | 0%
RZM021BN | DIODE + GREEN LED | 216700 | IDSIG: CONTROL, RELAYS & SIGN | 216700 | 0%
RZM021FP | VARISTOR+GREEN LED | 227700 | IDSIG: CONTROL, RELAYS & SIGN | 227700 | 0%
RSZR215 | SECURING SPRING | 9900 | IDSIG: CONTROL, RELAYS & SIGN | 9900 | 0%
RSZL300 | LABEL | 6600 | IDSIG: CONTROL, RELAYS & SIGN | 6600 | 0%
RSB1A120RD | PCB RELAY.1CO.6VDC | 81400 | IDSIG: CONTROL, RELAYS & SIGN | 81400 | 0%
RSB1A120JD | PCB RELAY.1CO.12VDC | 88000 | IDSIG: CONTROL, RELAYS & SIGN | 88000 | 0%
RSB1A120BD | PCB RELAY.1CO.24VDC | 88000 | IDSIG: CONTROL, RELAYS & SIGN | 88000 | 0%
RSB1A120ED | PCB RELAY.1CO.48V DC | 97900 | IDSIG: CONTROL, RELAYS & SIGN | 97900 | 0%
RSB1A120ND | PCB RELAY.1CO.60VDC | 97900 | IDSIG: CONTROL, RELAYS & SIGN | 97900 | 0%
RSB1A120FD | PCB RELAY.1CO.110V DC | 125400 | IDSIG: CONTROL, RELAYS & SIGN | 125400 | 0%
RSB1A120B7 | PCB RELAY.1CO.24VAC | 150700 | IDSIG: CONTROL, RELAYS & SIGN | 150700 | 0%
RSB1A120E7 | PCB RELAY.1CO.48VAC | 145200 | IDSIG: CONTROL, RELAYS & SIGN | 145200 | 0%
RSB1A120F7 | PCB RELAY.1CO.120VAC | 169400 | IDSIG: CONTROL, RELAYS & SIGN | 169400 | 0%
RSB1A120M7 | PCB RELAY.1CO.220VAC | 216700 | IDSIG: CONTROL, RELAYS & SIGN | 216700 | 0%
RSB1A120P7 | PCB RELAY.1CO.230VAC | 224400 | IDSIG: CONTROL, RELAYS & SIGN | 224400 | 0%
RSB1A120U7 | PCB RELAY.1CO.240VAC | 262900 | IDSIG: CONTROL, RELAYS & SIGN | 262900 | 0%
RSB1A160RD | PCB RELAY.1CO.6VDC | 84700 | IDSIG: CONTROL, RELAYS & SIGN | 84700 | 0%
RSB1A160JD | PCB RELAY.1CO.12VDC | 90200 | IDSIG: CONTROL, RELAYS & SIGN | 90200 | 0%
RSB1A160BD | PCB RELAY.1CO.24VDC | 92400 | IDSIG: CONTROL, RELAYS & SIGN | 92400 | 0%
RSB1A160ED | PCB RELAY.1CO.48VDC | 100100 | IDSIG: CONTROL, RELAYS & SIGN | 100100 | 0%
RSB1A160FD | PCB RELAY.1CO.110VDC | 130900 | IDSIG: CONTROL, RELAYS & SIGN | 130900 | 0%
RSB1A160B7 | PCB RELAY.1CO.24VAC | 158400 | IDSIG: CONTROL, RELAYS & SIGN | 158400 | 0%
RSB1A160E7 | PCB RELAY.1CO.48VAC | 148500 | IDSIG: CONTROL, RELAYS & SIGN | 148500 | 0%
RSB1A160F7 | PCB RELAY.1CO.110V AC | 177100 | IDSIG: CONTROL, RELAYS & SIGN | 177100 | 0%
RSB1A160M7 | PCB RELAY.1CO.220VAC | 212300 | IDSIG: CONTROL, RELAYS & SIGN | 212300 | 0%
RSB1A160P7 | PCB RELAY.1CO.230VAC | 236500 | IDSIG: CONTROL, RELAYS & SIGN | 236500 | 0%
RSB1A160U7 | PCB RELAY.1CO.240VAC | 275000 | IDSIG: CONTROL, RELAYS & SIGN | 275000 | 0%
RSB2A080RD | PCB RELAY .2CO.6VDC | 93500 | IDSIG: CONTROL, RELAYS & SIGN | 93500 | 0%
RSB2A080JD | PCB RELAY .2CO.12VDC | 99000 | IDSIG: CONTROL, RELAYS & SIGN | 99000 | 0%
RSB2A080BD | PCB RELAY.2CO.24VDC | 99000 | IDSIG: CONTROL, RELAYS & SIGN | 99000 | 0%
RSB2A080ED | PCB RELAY.2CO.48VDC | 112200 | IDSIG: CONTROL, RELAYS & SIGN | 112200 | 0%
RSB2A080ND | PCB RELAY .2CO.60VDC | 115500 | IDSIG: CONTROL, RELAYS & SIGN | 115500 | 0%
RSB2A080FD | PCB RELAY.2CO.110VDC | 146300 | IDSIG: CONTROL, RELAYS & SIGN | 146300 | 0%
RSB2A080B7 | PCB RELAY.2CO.24VAC | 171600 | IDSIG: CONTROL, RELAYS & SIGN | 171600 | 0%
RSB2A080E7 | PCB RELAY.2CO.48VAC | 171600 | IDSIG: CONTROL, RELAYS & SIGN | 171600 | 0%
RSB2A080F7 | PCB RELAY.2CO.120VAC | 193600 | IDSIG: CONTROL, RELAYS & SIGN | 193600 | 0%
RSB2A080M7 | PCB RELAY.2CO.220VAC | 227700 | IDSIG: CONTROL, RELAYS & SIGN | 227700 | 0%
RSB2A080P7 | PCB RELAY.2CO.230VAC | 261800 | IDSIG: CONTROL, RELAYS & SIGN | 261800 | 0%
RSB2A080U7 | PCB RELAY.2CO.240VAC | 279400 | IDSIG: CONTROL, RELAYS & SIGN | 279400 | 0%
RSZE1S35M | SOCKET | 217800 | IDSIG: CONTROL, RELAYS & SIGN | 217800 | 0%
RSZE1S48M | SOCKET | 224400 | IDSIG: CONTROL, RELAYS & SIGN | 224400 | 0%
RM22TG20 | 3 PHASE CONTROL RELAY RM22-TG - RANGE 18 | 1437700 | IDSIG: CONTROL, RELAYS & SIGN | 1437700 | 0%
RM22TR31 | 3 PHASE VOLTAGE CONTROL RELAY RM22-TR - | 2492600 | IDSIG: CONTROL, RELAYS & SIGN | 2492600 | 0%
RM22TR33 | 3 PHASE VOLTAGE CONTROL RELAY RM22-TR - | 3102000 | IDSIG: CONTROL, RELAYS & SIGN | 3102000 | 0%
RM22TA31 | 3 PHASE ASYMMETRY CONTROL RELAY RM22-TA | 2403500 | IDSIG: CONTROL, RELAYS & SIGN | 2403500 | 0%
RM22TA33 | 3 PHASE ASYMMETRY CONTROL RELAY RM22-TA | 2425500 | IDSIG: CONTROL, RELAYS & SIGN | 2425500 | 0%
RM22TU21 | 3 PHASE UNDERVOLTAGE CONTROL RELAY RM22- | 2270400 | IDSIG: CONTROL, RELAYS & SIGN | 2270400 | 0%
RM22TU23 | 3 PHASE UNDERVOLTAGE CONTROL RELAY RM22- | 2289100 | IDSIG: CONTROL, RELAYS & SIGN | 2289100 | 0%
RM22UA31MR | VOLTAGE CONTROL RELAY RM22-UA - RANGE 50 | 3724600 | IDSIG: CONTROL, RELAYS & SIGN | 3724600 | 0%
RM22UA32MR | VOLTAGE CONTROL RELAY RM22-UA - RANGE 1V | 2901800 | IDSIG: CONTROL, RELAYS & SIGN | 2901800 | 0%
RM22UA33MR | OVERVOLTAGE CONTROL RELAY RM22-UA - RANG | 2901800 | IDSIG: CONTROL, RELAYS & SIGN | 2901800 | 0%
RM22JA31MR | CURRENT CONTROL RELAY RM22-JA - RANGE 4M | 2786300 | IDSIG: CONTROL, RELAYS & SIGN | 2786300 | 0%
RM35JA32MR | CURRENT CONTROL RELAY RM35-JA - RANGE 0, | 2995300 | IDSIG: CONTROL, RELAYS & SIGN | 2995300 | 0%
RM22LG11MR | LEVEL CONTROL RELAY RM22-LG - RANGE 5K # | 1971200 | IDSIG: CONTROL, RELAYS & SIGN | 1971200 | 0%
RM22LA32MR | LEVEL CONTROL RELAY RM22-LG - RANGE 0,25 | 2332000 | IDSIG: CONTROL, RELAYS & SIGN | 2332000 | 0%
RE22R1AMR | ON DELAY TIMER | 1053800 | IDSIG: CONTROL, RELAYS & SIGN | 1053800 | 0%
RE22R2AMR | ON DELAY TIMER | 1490500 | IDSIG: CONTROL, RELAYS & SIGN | 1490500 | 0%
RE22R1KMR | OFF DELAY TIMER RELAY | 1229800 | IDSIG: CONTROL, RELAYS & SIGN | 1229800 | 0%
RE22R1MYMR | MULTIFUNCTION TIMER RELAY | 1730300 | IDSIG: CONTROL, RELAYS & SIGN | 1730300 | 0%
RE22R2MYMR | MULTIFUNCTION TIMER RELAY | 2511300 | IDSIG: CONTROL, RELAYS & SIGN | 2511300 | 0%
RE22R1QCMU | STAR-DELTA TIMER RELAY | 1001000 | IDSIG: CONTROL, RELAYS & SIGN | 1001000 | 0%
RE22R2QEMR | STAR-DELTA TIMER RELAY | 1160500 | IDSIG: CONTROL, RELAYS & SIGN | 1160500 | 0%
RE17RAMU | ON DELAY TIMER | 940500 | IDSIG: CONTROL, RELAYS & SIGN | 940500 | 0%
RE17RHMU | MAKE CONT TIMER | 1016400 | IDSIG: CONTROL, RELAYS & SIGN | 1016400 | 0%
RE17RLMU | FLASHING TIMER | 905300 | IDSIG: CONTROL, RELAYS & SIGN | 905300 | 0%
RE17RLJU | FLASHING TIMER | 1016400 | IDSIG: CONTROL, RELAYS & SIGN | 1016400 | 0%
RE17RBMU | CALIBRATE TIMER | 940500 | IDSIG: CONTROL, RELAYS & SIGN | 940500 | 0%
RE17RCMU | OFF DELAY TIMER | 1016400 | IDSIG: CONTROL, RELAYS & SIGN | 1016400 | 0%
RE17RMMU | MULTI FUNCTION TIMER | 1398100 | IDSIG: CONTROL, RELAYS & SIGN | 1398100 | 0%
RE17RMMW | MULTI FUNCTION TIMER | 1463000 | IDSIG: CONTROL, RELAYS & SIGN | 1463000 | 0%
RE17RMMWS | MULTI FUNCTION TIMER | 1272700 | IDSIG: CONTROL, RELAYS & SIGN | 1272700 | 0%
RE17RMJU | MULTI FUNCTION TIMER | 1322200 | IDSIG: CONTROL, RELAYS & SIGN | 1322200 | 0%
RE17RMEMU | MULTI FUNCTION TIMER | 1144000 | IDSIG: CONTROL, RELAYS & SIGN | 1144000 | 0%
RE17RMXMU | MULTI FUNCTION TIMER | 1116500 | IDSIG: CONTROL, RELAYS & SIGN | 1116500 | 0%
RE17LAMW | ON DELAY TIMER 24-240 VAC | 1194600 | IDSIG: CONTROL, RELAYS & SIGN | 1194600 | 0%
RE17LHBM | MAKE CONT TIMER | 1094500 | IDSIG: CONTROL, RELAYS & SIGN | 1094500 | 0%
RE17LCBM | OFF DELAY TIMER | 1094500 | IDSIG: CONTROL, RELAYS & SIGN | 1094500 | 0%
RE17LLBM | FLASHING TIMER | 1170400 | IDSIG: CONTROL, RELAYS & SIGN | 1170400 | 0%
RE17LMBM | MULTI FUNCTION TIMER | 1475100 | IDSIG: CONTROL, RELAYS & SIGN | 1475100 | 0%
RE48ATM12MW | ON DELAY TIMER 20MS-300H FCT | 1606000 | IDSIG: CONTROL, RELAYS & SIGN | 1606000 | 0%
RE48ACV12MW | ASYMMEPhuongCAL RECYCLER 20MS-300H FCT | 1910700 | IDSIG: CONTROL, RELAYS & SIGN | 1910700 | 0%
RE48AML12MW | MULTI FUNCTION TIMER | 1910700 | IDSIG: CONTROL, RELAYS & SIGN | 1910700 | 0%
RE48AMH13MW | MULTI FUNCTION TIMER 20MS-300H FCT | 2048200 | IDSIG: CONTROL, RELAYS & SIGN | 2048200 | 0%
RUZC2M | Simple Socket (cylind) mixed terminations 2 CO | 74800 | IDSIG: CONTROL, RELAYS & SIGN | 74800 | 0%
RUZC3M | Simple Socket (cylind) mixed terminations 3 CO | 103400 | IDSIG: CONTROL, RELAYS & SIGN | 103400 | 0%
REXL2TMJD | RTM A2 12VDC REXL2TMJD | 860200 | IDSIG: CONTROL, RELAYS & SIGN | 860200 | 0%
REXL2TMBD | RTM A2 24VDC REXL2TMBD | 860200 | IDSIG: CONTROL, RELAYS & SIGN | 860200 | 0%
REXL2TMB7 | RTM A2 12VAC REXL2TMB7 | 860200 | IDSIG: CONTROL, RELAYS & SIGN | 860200 | 0%
REXL2TMF7 | RTM A2 110VAC REXL2TMF7 | 860200 | IDSIG: CONTROL, RELAYS & SIGN | 860200 | 0%
REXL2TMP7 | RTM A2 230VAC REXL2TMP7 | 860200 | IDSIG: CONTROL, RELAYS & SIGN | 860200 | 0%
REXL4TMJD | RTM A4 12VDC REXL4TMJD | 935000 | IDSIG: CONTROL, RELAYS & SIGN | 935000 | 0%
REXL4TMBD | RTM A4 24VDC REXL4TMBD | 935000 | IDSIG: CONTROL, RELAYS & SIGN | 935000 | 0%
REXL4TMB7 | RTM A4 24VAC REXL4TMB7 | 935000 | IDSIG: CONTROL, RELAYS & SIGN | 935000 | 0%
REXL4TMF7 | RTM A4 110VAC REXL4TMF7 | 935000 | IDSIG: CONTROL, RELAYS & SIGN | 935000 | 0%
REXL4TMP7 | MINI PLUG TIMER | 935000 | IDSIG: CONTROL, RELAYS & SIGN | 935000 | 0%
HMISTO705 | 4.3 touch panel screen RS232C | 10679900 | IDHMI: HUMAN MACHINE INTFC (Magelis) | 10170600 | 5.008%
HMISTO715 | 4.3 touch panel screen RS232C/485 | 10679900 | IDHMI: HUMAN MACHINE INTFC (Magelis) | 10170600 | 5.008%
HMISTO735 | 4.3 touch panel screen Ethernet | 11179300 | IDHMI: HUMAN MACHINE INTFC (Magelis) | 10646900 | 5.001%
XBTN200 | COMPACT DISPLAY 2x20 CHARACTERS powered by PLC | 5800300 | IDHMI: HUMAN MACHINE INTFC (Magelis) | 5523100 | 5.019%
XBTN400 | COMPACT DISPLAY 4x20 CHARACTERS powered by PLC | 10524800 | IDHMI: HUMAN MACHINE INTFC (Magelis) | 10023200 | 5.004%
XBTN401 | COMPACT DISPLAY 4x20 CHARACTERS powered by 24Vdc | 12804000 | IDHMI: HUMAN MACHINE INTFC (Magelis) | 12193500 | 5.007%
XBTZ945 | PC PROGRAMMING CABLE FOR XBT-N200/-N400 OPTIMUM | 1100000 | IDHMI: HUMAN MACHINE INTFC (Magelis) | 1047200 | 5.042%
XBTZ9780 | Cable to connect Magelis Optimum XBT N/R with new connector RJ45 to Mini-Din PLC port. | 891000 | IDHMI: HUMAN MACHINE INTFC (Magelis) | 848100 | 5.058%
VJDSNDTGSV62M | Vijeo Designer, Single license | 20589800 | IDHMI: HUMAN MACHINE INTFC (Magelis) | 19608600 | 5.004%
VJDSUDTGAV62M | Vijeo Designer, Single license, XBTGT USB cable | 26205300 | IDHMI: HUMAN MACHINE INTFC (Magelis) | 24956800 | 5.003%
VJDGNDTGSV62M | Vijeo Designer, Group license | 31820800 | IDHMI: HUMAN MACHINE INTFC (Magelis) | 30305000 | 5.002%
VJDTNDTGSV62M | Vijeo Designer, Team license | 87973600 | IDHMI: HUMAN MACHINE INTFC (Magelis) | 83783700 | 5.001%
HMIPELCZLSPMZZ | Vijeo XD Pro License | 21727200 | IDHMI: HUMAN MACHINE INTFC (Magelis) | 20692100 | 5.002%
HMIPELCZLSPAZZ | #N/A | 21061700 | IDHMI: HUMAN MACHINE INTFC (Magelis) | 20058500 | 5.001%
HMIEELCZLSPMZZ | Vijeo XD Exp License | 5542900 | IDHMI: HUMAN MACHINE INTFC (Magelis) | 5278900 | 5.001%
HMIRTMCZLSPMZZ | Vijeo XD RT License for Magelis iPC | 26605700 | IDHMI: HUMAN MACHINE INTFC (Magelis) | 25338500 | 5.001%
HMIZSRTC1 | RTC battery set | 1196800 | IDHMI: HUMAN MACHINE INTFC (Magelis) | 1139600 | 5.019%
PM1W-VN | PM1W-VN Home/Office SurgeArrest | 281600 | ITPPP:APC SurgeArrest | 281600 | 0%
PM1WU2-VN | PM1WU2-VN Home/Office SurgeArrest | 528000 | ITPPP:APC SurgeArrest | 528000 | 0%
PM53-VN | PM53-VN Home/Office SurgeArrest | 774400 | ITPPP:APC SurgeArrest | 774400 | 0%
PM53U-VN | PM53U-VN Home/Office SurgeArrest | 1126400 | ITPPP:APC SurgeArrest | 1126400 | 0%
PM63-VN | PM63-VN Performance SurgeArrest | 1020800 | ITPPP:APC SurgeArrest | 1020800 | 0%
PM63U-VN | PM63U-VN Performance SurgeArrest | 1372800 | ITPPP:APC SurgeArrest | 1372800 | 0%
SRV10KI | APC Smart-UPS RV 10000VA 230V | 88488667.3 | ITBPP:Easy 1PH UPS | 88488667.3 | 0%
SRV1KI | APC Smart-UPS SRV 1000VA 230V | 9314596.5 | ITBPP:Easy 1PH UPS | 9314596.5 | 0%
SRV2KI | APC Smart-UPS SRV 2000VA 230V | 18582620.1 | ITBPP:Easy 1PH UPS | 18582620.1 | 0%
SRV3KI | APC EASY UPS SRV 3000VA 230V | 28176654 | ITBPP:Easy 1PH UPS | 28176654 | 0%
SRV6KI | APC Smart-UPS RV 6000VA 230V | 58914823 | ITBPP:Easy 1PH UPS | 58914823 | 0%
BV1000I-MS | APC Back-UPS BV 100VA, AVR, Universal Ou | 2560800 | ITBPP:Easy 1PH UPS | 2560800 | 0%
BV500I-MS | APC Back-UPS BV 500VA, AVR, Universal Ou | 1689600 | ITBPP:Easy 1PH UPS | 1689600 | 0%
BV650I-MS | APC Back-UPS BV 650VA, AVR, Universal Ou | 1930500 | ITBPP:Easy 1PH UPS | 1930500 | 0%
BV800I-MS | APC Back-UPS BV 800VA, AVR, Universal Ou | 2171400 | ITBPP:Easy 1PH UPS | 2171400 | 0%
E3SUPS10KHB | 10kVA 400V 3:3 UPS Compact (Space For Ba | 148643220 | IT3PH: Easy 3 Phase UPS | 148643220 | 0%
E3SUPS10KHB1 | Easy UPS 3S 10kVA 400V 3:3 UPS 10 min | 192519030 | IT3PH: Easy 3 Phase UPS | 192519030 | 0%
E3SUPS10KHB2 | Easy UPS 3S 10kVA 400V 3:3 UPS 30 min | 224574790 | IT3PH: Easy 3 Phase UPS | 224574790 | 0%
E3SUPS15KHB | 15kVA 400V 3:3 UPS Compact (Space for Ba | 172870280 | IT3PH: Easy 3 Phase UPS | 172870280 | 0%
E3SUPS15KHB1 | Easy UPS 3S 15kVA 400V 3:3 UPS 10 min | 216745980 | IT3PH: Easy 3 Phase UPS | 216745980 | 0%
E3SUPS15KHB2 | Easy UPS 3S 15kVA 400V 3:3 UPS 30 min | 260621240 | IT3PH: Easy 3 Phase UPS | 260621240 | 0%
E3SUPS20KHB | 20kVA 400V 3:3 UPS Compact (space for Ba | 189167000 | IT3PH: Easy 3 Phase UPS | 189167000 | 0%
E3SUPS20KHB1 | Easy UPS 3S 20kVA 400V 3:3 UPS 10 min | 276918070 | IT3PH: Easy 3 Phase UPS | 276918070 | 0%
E3SUPS20KHB2 | Easy UPS 3S 20kVA 400V 3:3 UPS 25 min | 320793770 | IT3PH: Easy 3 Phase UPS | 320793770 | 0%
E3SUPS30KHB | 30kVA 400V 3:3 UPS Compact (space for Ba | 232074590 | IT3PH: Easy 3 Phase UPS | 232074590 | 0%
E3SUPS30KHB1 | Easy UPS 3S 30kVA 400V 3:3 UPS 10 min | 319825660 | IT3PH: Easy 3 Phase UPS | 319825660 | 0%
E3SUPS30KHB2 | Easy UPS 3S 30kVA 400V 3:3 UPS 20 min | 407576620 | IT3PH: Easy 3 Phase UPS | 407576620 | 0%
E3SUPS10KH | Easy UPS 3S 10kVA 400V 3:3 UPS Low Tower | 98302820 | IT3PH: Easy 3 Phase UPS | 98302820 | 0%
E3SUPS15KH | Easy UPS 3S 15kVA 400V 3:3 UPS Low Tower | 115102130 | IT3PH: Easy 3 Phase UPS | 115102130 | 0%
E3SUPS20KH | Easy UPS 3S 20kVA 400V 3:3 UPS Low Tower | 148919760 | IT3PH: Easy 3 Phase UPS | 148919760 | 0%
E3SUPS30KH | Easy UPS 3S 30kVA 400V 3:3 UPS Low Tower | 173025160 | IT3PH: Easy 3 Phase UPS | 173025160 | 0%
E3SUPS40KH | Easy UPS 3S 40kVA 400V 3:3 UPS Low Tower | 221279630 | IT3PH: Easy 3 Phase UPS | 221279630 | 0%
G3HTBB60K80H | Galaxy 300 Battery Breaker Box 10-80kVA | 32811350 | IT3PH: Easy 3 Phase UPS | 32811350 | 0%
G3HTBKIT1 | Galaxy 300 Battery Breaker Kit 10-80kVA | 19686810 | IT3PH: Easy 3 Phase UPS | 19686810 | 0%
E3SUPS40KHB | 40kVA 400V 3:3 UPS Compact (space for Ba | 310913680 | IT3PH: Easy 3 Phase UPS | 310913680 | 0%
E3SUPS40KHB1 | Easy UPS 3S 40kVA 400V 3:3 UPS 10 min | 442529340 | IT3PH: Easy 3 Phase UPS | 442529340 | 0%
E3SUPS40KHB2 | Easy UPS 3S 40kVA 400V 3:3 UPS 20 min | 486400970 | IT3PH: Easy 3 Phase UPS | 486400970 | 0%
E3SOPT001 | Easy UPS 3S Network Card | 6551930 | IT3PH: Easy 3 Phase UPS | 6551930 | 0%
E3SOPT002 | Easy UPS 3S Parallel Kit | 9533040 | IT3PH: Easy 3 Phase UPS | 9533040 | 0%
E3SOPT003 | Temperature sensor kit for external batt | 1589060 | IT3PH: Easy 3 Phase UPS | 1589060 | 0%
157 | 1G BOX, 101x51x38mm | 35200 | PTWDA: Isolator, Installation box | 33000 | 6.667%
157_1 | 1G BOX, 101x51x51mm | 36300 | PTWDA: Isolator, Installation box | 36300 | 0%
223V | IP54 WEATHERPROOF COVER W. BOX FOR SERIES 30 | 333300 | PTWDA, PTLRC: Basic and Core offer | 333300 | 0%
3030P_G19 | BLANK COVER (S SIZE) | 8800 | PTWDA, PTLRC: Basic and Core offer | 8800 | 0%
3031_1_2M_F_G19 | 16A 1 WAY SWITCH W.FLUORES (S SIZE) | 23100 | PTWDA, PTLRC: Basic and Core offer | 23100 | 0%
3031_1_2NM_G19 | 1 WAY SWITCH W. NEON (S SIZE) | 113300 | PTWDA, PTLRC: Basic and Core offer | 113300 | 0%
3031_2_3M_F_G19 | 16A 2 WAY SWITCH W.FLUORES (S SIZE) | 44000 | PTWDA, PTLRC: Basic and Core offer | 44000 | 0%
3031E1_2M_F_G19 | 16A 1 WAY SWITCH W.FLUORES (L SIZE) | 61600 | PTWDA, PTLRC: Basic and Core offer | 61600 | 0%
3031E2_3M_F_G19 | 16A 2 WAY SWITCH W.FLUORES (L SIZE) | 75900 | PTWDA, PTLRC: Basic and Core offer | 75900 | 0%
3031EMBP2_3_G19 | BELL SWITCH (L SIZE) | 69300 | PTWDA, PTLRC: Basic and Core offer | 69300 | 0%
3031EMD20NM_G19 | 20A DOUBLE POLE SW (L SIZE) | 135300 | PTWDA, PTLRC: Basic and Core offer | 135300 | 0%
3031M1_2M_F_G19 | 16A 1 WAY SWITCH W.FLUORES (M SIZE) | 51700 | PTWDA, PTLRC: Basic and Core offer | 51700 | 0%
3031M2_3M_F_G19 | 16A 2 WAY SWITCH W.FLUORES (M SIZE) | 70400 | PTWDA, PTLRC: Basic and Core offer | 70400 | 0%
3031NDM_RD_G19 | PCU red neon indicator | 202400 | PTWDA, PTLRC: Basic and Core offer | 202400 | 0%
3031NGN_G19 | GREEN NEON INDICATOR | 63800 | PTWDA, PTLRC: Basic and Core offer | 63800 | 0%
3031NPM_GN_G19 | DND red neom indicator | 202400 | PTWDA, PTLRC: Basic and Core offer | 202400 | 0%
3031NRD_G19 | RED NEON INDICATOR | 63800 | PTWDA, PTLRC: Basic and Core offer | 63800 | 0%
3031RJ64M_G19 | 6 WIRE TEL W. SHUTTER | 78100 | PTWDA, PTLRC: Basic and Core offer | 78100 | 0%
3031RJ88SMA5_G19 | 8 WIRE DATA W.SHUTTER | 174900 | PTWDA, PTLRC: Basic and Core offer | 174900 | 0%
3031TV75MS_G19 | TV CO-AIAL | 86900 | PTWDA, PTLRC: Basic and Core offer | 86900 | 0%
3031USB_WE | 1G USB Charger | 352000 | PTWDA, PTLRC: Basic and Core offer | 352000 | 0%
3031V400FM_C15518 | Fan control | 418000 | PTWDA, PTLRC: Basic and Core offer | 418000 | 0%
3031V400FM_K_WE | FAN SPEED CONTROLLER | 387200 | PTWDA, PTLRC: Basic and Core offer | 387200 | 0%
3031V500M_C15518 | Dimmer | 412500 | PTWDA, PTLRC: Basic and Core offer | 412500 | 0%
3031V500M_K_WE | 500W LIGHT DIMMER | 320100 | PTWDA, PTLRC: Basic and Core offer | 320100 | 0%
3032USB_WE | 2G USB Charger | 468600 | PTWDA, PTLRC: Basic and Core offer | 468600 | 0%
3039M_G19 | 3 position switch | 280500 | PTWDA, PTLRC: Basic and Core offer | 280500 | 0%
30M_G19 | 10A 2 WAY SWITCH | 45100 | PTWDA, PTLRC: Basic and Core offer | 45100 | 0%
30MBP2_3J_G19 | 3A BELL SWITCH | 75900 | PTWDA, PTLRC: Basic and Core offer | 75900 | 0%
30MD20_WE | 20A 2P SWITCH | 150700 | PTWDA, PTLRC: Basic and Core offer | 150700 | 0%
30TV75MS_G19 | TV COXIAL | 73700 | PTWDA, PTLRC: Basic and Core offer | 73700 | 0%
31AVH_G19 | 1 GANG PLATE | 24200 | PTWDA, PTLRC: Basic and Core offer | 24200 | 0%
31AVMCB_G19 | PLATE FOR SAFETY BREAKER | 39600 | PTWDA, PTLRC: Basic and Core offer | 39600 | 0%
31AVMCB1_G19 | PLATE FOR 1P MCB | 39600 | PTWDA, PTLRC: Basic and Core offer | 39600 | 0%
31AVMCB2_G19 | PLATE FOR 2P MCB | 39600 | PTWDA, PTLRC: Basic and Core offer | 39600 | 0%
31AVX_G19 | BLANK PLATE | 44000 | PTWDA, PTLRC: Basic and Core offer | 44000 | 0%
31AWP_WE | IP54 APERTURE PLATE | 242000 | PTWDA, PTLRC: Basic and Core offer | 242000 | 0%
32AVH_G19 | 2 GANG PLATE | 24200 | PTWDA, PTLRC: Basic and Core offer | 24200 | 0%
8430SDND_BZ_G19 | 250V "DND" Courtesy Display,BZ | 343200 | PTWDA, PTLRC: Basic and Core offer | 343200 | 0%
8430SDND_WE_G19 | 250V "DND" Courtesy Display,WE | 283800 | PTWDA, PTLRC: Basic and Core offer | 283800 | 0%
8430SNGN_BZ_G19 | 250V LED Indicator, Green,BZ | 173800 | PTWDA, PTLRC: Basic and Core offer | 173800 | 0%
8430SNGN_WE_G19 | 250V LED Indicator, GN | 148500 | PTWDA, PTLRC: Basic and Core offer | 148500 | 0%
8430SNRD_BZ_G19 | 250V LED Indicator, Red,BZ | 173800 | PTWDA, PTLRC: Basic and Core offer | 173800 | 0%
8430SNRD_WE_G19 | 250V LED Indicator, RD | 148500 | PTWDA, PTLRC: Basic and Core offer | 148500 | 0%
8430SP_BZ_G19 | blank COV 1M sized,BZ | 12100 | PTWDA, PTLRC: Basic and Core offer | 12100 | 0%
8430SP_WE_G19 | blank COV 1M sized,WE | 9900 | PTWDA, PTLRC: Basic and Core offer | 9900 | 0%
8430SPCU_BZ_G19 | 250V "PCU" Courtesy Display,BZ | 343200 | PTWDA, PTLRC: Basic and Core offer | 343200 | 0%
8430SPCU_WE_G19 | 250V "PCU" Courtesy Display,WE | 283800 | PTWDA, PTLRC: Basic and Core offer | 283800 | 0%
8431L_1_BZ_G19 | 250V 16AX 1G1W SW 3M sized,BZ | 106700 | PTWDA, PTLRC: Basic and Core offer | 106700 | 0%
8431L_1_WE_G19 | 250V 16AX 1G1W SW 3M sized,WE | 92400 | PTWDA, PTLRC: Basic and Core offer | 92400 | 0%
8431L_2_BZ_G19 | 250V 16AX 1G2W SW 3M sized,BZ | 136400 | PTWDA, PTLRC: Basic and Core offer | 136400 | 0%
8431L_2_WE_G19 | 250V 16AX 1G2W SW 3M sized,WE | 122100 | PTWDA, PTLRC: Basic and Core offer | 122100 | 0%
8431M_1_BZ_G19 | 250V 16AX 1G1W SW 1.5M sized,BZ | 96800 | PTWDA, PTLRC: Basic and Core offer | 96800 | 0%
8431M_1_WE_G19 | 250V 16AX 1G1W SW 1.5M sized,WE | 83600 | PTWDA, PTLRC: Basic and Core offer | 83600 | 0%
8431M_2_BZ_G19 | 250V 16AX 1G2W SW 1.5M sized,BZ | 124300 | PTWDA, PTLRC: Basic and Core offer | 124300 | 0%
8431M_2_WE_G19 | 250V 16AX 1G2W SW 1.5M sized,WE | 107800 | PTWDA, PTLRC: Basic and Core offer | 107800 | 0%
8431M_3_BZ_G19 | 250V 16AX 1G IM SW 1.5M sized,BZ | 154000 | PTWDA, PTLRC: Basic and Core offer | 154000 | 0%
8431M_3_WE_G19 | 250V 16AX 1G IM SW 1.5M sized,WE | 133100 | PTWDA, PTLRC: Basic and Core offer | 133100 | 0%
8431MD20_BZ_G19 | 250V 20A 1G DP SW 1.5M sized,H,BZ | 303600 | PTWDA, PTLRC: Basic and Core offer | 303600 | 0%
8431MD20_WE_G19 | 250V 20A 1G DP SW 1.5M sized,WE | 250800 | PTWDA, PTLRC: Basic and Core offer | 250800 | 0%
8431S_1_BZ_G19 | 250V 16AX 1G1W SW 1M sized,BZ | 84700 | PTWDA, PTLRC: Basic and Core offer | 84700 | 0%
8431S_1_WE_G19 | 250V 16AX 1G1W SW 1M sized,WE | 66000 | PTWDA, PTLRC: Basic and Core offer | 66000 | 0%
8431S_2_BZ_G19 | 250V 16AX 1G2W SW 1M sized,BZ | 108900 | PTWDA, PTLRC: Basic and Core offer | 108900 | 0%
8431S_2_WE_G19 | 250V 16AX 1G2W SW 1M sized,WE | 91300 | PTWDA, PTLRC: Basic and Core offer | 91300 | 0%
8431SBP_BZ_G19 | 250V 4A 1 gang Bell Press Switch 1M,BZ | 128700 | PTWDA, PTLRC: Basic and Core offer | 128700 | 0%
8431SBP_WE_G19 | 250V 4A 1G BP SW 1M sized,WE | 117700 | PTWDA, PTLRC: Basic and Core offer | 117700 | 0%
8431SDND_BZ_G19 | 250V "DND" 2 way control SW,BZ | 477400 | PTWDA, PTLRC: Basic and Core offer | 477400 | 0%
8431SDND_WE_G19 | 250V "DND" 2 way control SW,WE | 393800 | PTWDA, PTLRC: Basic and Core offer | 393800 | 0%
8431SPCU_BZ_G19 | 250V "PCU" 2 way control SW,BZ | 477400 | PTWDA, PTLRC: Basic and Core offer | 477400 | 0%
8431SPCU_WE_G19 | 250V "PCU" 2 way control SW,WE | 393800 | PTWDA, PTLRC: Basic and Core offer | 393800 | 0%
8431SRJ4_BZ_G19 | Telephone outlet w/Sh,BZ | 145200 | PTWDA, PTLRC: Basic and Core offer | 145200 | 0%
8431SRJ4_WE_G19 | Telephone outlet w/Sh,WE | 125400 | PTWDA, PTLRC: Basic and Core offer | 125400 | 0%
8431SRJ6V_BZ_G19 | KeyStone Cat6 1M sized D Outlet w/Sh,BZ | 278300 | PTWDA, PTLRC: Basic and Core offer | 278300 | 0%
8431SRJ6V_WE_G19 | KeyStone Cat6 1M sized D Outlet w/Sh,WE | 240900 | PTWDA, PTLRC: Basic and Core offer | 240900 | 0%
8431STV_BZ_G19 | 5MHz-860MHz Coxial TV outlet 1M sized,BZ | 145200 | PTWDA, PTLRC: Basic and Core offer | 145200 | 0%
8431STV_WE_G19 | 5MHz-860MHz Coxial TV outlet 1M sized,WE | 125400 | PTWDA, PTLRC: Basic and Core offer | 125400 | 0%
8431USB_BZ | 1G USB Charger | 425700 | PTWDA, PTLRC: Basic and Core offer | 413600 | 2.926%
8431USB_WE | 1G USB Charger | 367400 | PTWDA, PTLRC: Basic and Core offer | 349800 | 5.031%
8432USB_BZ | 2G USB Charger | 613800 | PTWDA, PTLRC: Basic and Core offer | 613800 | 0%
8432USB_WE | 2G USB Charger | 507100 | PTWDA, PTLRC: Basic and Core offer | 507100 | 0%
84426LUES2_BZ_G19 | 250V 16A Twin 3 Pin UNI 3M sized SKT,BZ | 161700 | PTWDA, PTLRC: Basic and Core offer | 161700 | 0%
84426LUES2_WE_G19 | 250V 16A Twin 3 Pin UNI 3M sized SKT,WE | 141900 | PTWDA, PTLRC: Basic and Core offer | 141900 | 0%
84426MUES_BZ_G19 | 250V 16A Single 3 Pin UNI 2M sized SKT,BZ | 140800 | PTWDA, PTLRC: Basic and Core offer | 140800 | 0%
84426MUES_WE_G19 | 250V 16A Single 3 Pin UNI 2M sized SKT,WE | 116600 | PTWDA, PTLRC: Basic and Core offer | 116600 | 0%
84426SUS_BZ_G19 | 250V 10A Single 2 Pin UNI 1M sized SKT,BZ | 73700 | PTWDA, PTLRC: Basic and Core offer | 73700 | 0%
84426SUS_WE_G19 | 250V 10A Single 2 Pin UNI 1M sized SKT,WE | 60500 | PTWDA, PTLRC: Basic and Core offer | 60500 | 0%
99AC220 | Door chime | 298100 | PTWDA, PTLRC: Basic and Core offer | 298100 | 0%
A3000_G19 | 3 GANG PLATE | 17600 | PTWDA, PTLRC: Basic and Core offer | 17600 | 0%
A3000T2_G19 | TWIN GANG PLATE | 39600 | PTWDA, PTLRC: Basic and Core offer | 39600 | 0%
A3001_G19 | 1 GANG PLATE | 17600 | PTWDA, PTLRC: Basic and Core offer | 17600 | 0%
A3001MCB_WE_G19 | Cover for 1P MCB | 19800 | PTWDA, PTLRC: Basic and Core offer | 19800 | 0%
A3001SB_WE_G19 | Cover for safety breaker | 11000 | PTWDA, PTLRC: Basic and Core offer | 11000 | 0%
A3002_G19 | 2 GANG PLATE | 17600 | PTWDA, PTLRC: Basic and Core offer | 17600 | 0%
A3002MCB_WE_G19 | Cover for 2P MCB | 19800 | PTWDA, PTLRC: Basic and Core offer | 19800 | 0%
A3004T2_WE_G19 | 4G Plate | 39600 | PTWDA, PTLRC: Basic and Core offer | 39600 | 0%
A3030VX_G19 | BLANK PLATE | 17600 | PTWDA, PTLRC: Basic and Core offer | 17600 | 0%
A3031EKT_WE | Key card switch | 826100 | PTWDA, PTLRC: Basic and Core offer | 826100 | 0%
A3031WBP_GY_G19 | WEATHERPROOF BELL PRESS | 243100 | PTWDA, PTLRC: Basic and Core offer | 243100 | 0%
A3031WBP_WE_G19 | WEATHER-PRO DOOR BELL SH W/LED INDICATOR | 243100 | PTWDA, PTLRC: Basic and Core offer | 243100 | 0%
A3223HR |  | 310200 | PTWDA, PTLRC: Basic and Core offer | 310200 | 0%
A3223HSMR_G19 | WEATHERPROOF COVER W. BOX FOR CONCEPT SERIES, WHITE COLOR | 434500 | PTWDA, PTLRC: Basic and Core offer | 434500 | 0%
A3223HSMR_GY_G19 | WEATHERPROOF COVER W BOX GREY | 434500 | PTWDA, PTLRC: Basic and Core offer | 434500 | 0%
A3727_WE | Shaver socket | 1317800 | PTWDA, PTLRC: Basic and Core offer | 1317800 | 0%
A8401L_SZ_G19 | Surround & GP for 3M size,SZ | 51700 | PTWDA, PTLRC: Basic and Core offer | 51700 | 0%
A8401L_WE_G19 | Surround & GP for 3M size,WE | 35200 | PTWDA, PTLRC: Basic and Core offer | 35200 | 0%
A8401M_SZ_G19 | Surround & GP for 1.5M size,SZ | 51700 | PTWDA, PTLRC: Basic and Core offer | 51700 | 0%
A8401M_WE_G19 | Surround & GP for 1.5M size,WE | 35200 | PTWDA, PTLRC: Basic and Core offer | 35200 | 0%
A8401MCB_SZ_G19 | Cover for 1P MCB | 51700 | PTWDA, PTLRC: Basic and Core offer | 51700 | 0%
A8401MCB_WE_G19 | Cover for 1P MCB | 35200 | PTWDA, PTLRC: Basic and Core offer | 35200 | 0%
A8401S_SZ_G19 | Surround & GP for 1M size,SZ | 51700 | PTWDA, PTLRC: Basic and Core offer | 51700 | 0%
A8401S_WE_G19 | Surround & GP for 1M size,WE | 35200 | PTWDA, PTLRC: Basic and Core offer | 35200 | 0%
A8401SB_SZ_G19 | Cover for safety breaker | 20900 | PTWDA, PTLRC: Basic and Core offer | 20900 | 0%
A8401SB_WE_G19 | Cover for safety breaker | 16500 | PTWDA, PTLRC: Basic and Core offer | 16500 | 0%
A8402MCB_SZ_G19 | Cover for 2P MCB | 51700 | PTWDA, PTLRC: Basic and Core offer | 51700 | 0%
A8402MCB_WE_G19 | Cover for 2P MCB | 35200 | PTWDA, PTLRC: Basic and Core offer | 35200 | 0%
A8402S_SZ_G19 | 2G Plate, SZ | 51700 | PTWDA, PTLRC: Basic and Core offer | 51700 | 0%
A8402S_WE_G19 | 2G Plate, WE | 35200 | PTWDA, PTLRC: Basic and Core offer | 35200 | 0%
A8431EKT_SZ | 250V 16A Key Card Switch with Time Delay,SZ | 1274900 | PTWDA, PTLRC: Basic and Core offer | 1274900 | 0%
A8431EKT_WE | 250V 16A Key Card Switch with Time Delay,WE | 1107700 | PTWDA, PTLRC: Basic and Core offer | 1107700 | 0%
A84727_SZ | Shaver socket,SZ | 2819300 | PTWDA, PTLRC: Basic and Core offer | 2819300 | 0%
A84727_WE | Shaver socket,WE | 2234100 | PTWDA, PTLRC: Basic and Core offer | 2234100 | 0%
A84T02L_SZ_G19 | 6G plate | 89100 | PTWDA, PTLRC: Basic and Core offer | 89100 | 0%
A84T02L_WE_G19 | 6G plate | 66000 | PTWDA, PTLRC: Basic and Core offer | 66000 | 0%
A84T04L_SZ_G19 | 4G Plate | 89100 | PTWDA, PTLRC: Basic and Core offer | 89100 | 0%
A84T04L_WE_G19 | 4G Plate | 66000 | PTWDA, PTLRC: Basic and Core offer | 66000 | 0%
A9A26924 | ACTI9 IOF 240-415VAC 24-130VDC OC CONTAC | 409200 | PTFDB,PTFDA: C60H, C60H-DC, C120, Vigi C60, NG125, C60/C120 Accessories,iC60H, iC60L, iC120, Vigi iC60, Acti 9 C60H-DC, iC60/iC120 Accessories | 409200 | 0%
A9A26927 | ACTI9 ISD 240-415VAC 24-130VDC FAULT CON | 409200 | PTFDB,PTFDA: C60H, C60H-DC, C120, Vigi C60, NG125, C60/C120 Accessories,iC60H, iC60L, iC120, Vigi iC60, Acti 9 C60H-DC, iC60/iC120 Accessories | 409200 | 0%
A9A26929 | ACTI9 IOF SD-OF 240-415VAC 24-130VDC DOU | 434500 | PTFDB,PTFDA: C60H, C60H-DC, C120, Vigi C60, NG125, C60/C120 Accessories,iC60H, iC60L, iC120, Vigi iC60, Acti 9 C60H-DC, iC60/iC120 Accessories | 434500 | 0%
A9A26946 | ACTI9 IMX-OF 100-415VAC 110-130VDC SHUNT | 1632400 | PTFDB,PTFDA: C60H, C60H-DC, C120, Vigi C60, NG125, C60/C120 Accessories,iC60H, iC60L, iC120, Vigi iC60, Acti 9 C60H-DC, iC60/iC120 Accessories | 1632400 | 0%
A9A26947 | ACTI9 IMX-OF 48VAC 48VDC SHUNT RELEASE W | 1568600 | PTFDB,PTFDA: C60H, C60H-DC, C120, Vigi C60, NG125, C60/C120 Accessories,iC60H, iC60L, iC120, Vigi iC60, Acti 9 C60H-DC, iC60/iC120 Accessories | 1568600 | 0%
A9A26948 | ACTI9 IMX-OF 12-24VAC 12-24VDC SHUNT REL | 1568600 | PTFDB,PTFDA: C60H, C60H-DC, C120, Vigi C60, NG125, C60/C120 Accessories,iC60H, iC60L, iC120, Vigi iC60, Acti 9 C60H-DC, iC60/iC120 Accessories | 1568600 | 0%
A9A26960 | ACTI9 IMN 220-240VAC UNDERVOLTAGE RELEAS | 1925000 | PTFDB,PTFDA: C60H, C60H-DC, C120, Vigi C60, NG125, C60/C120 Accessories,iC60H, iC60L, iC120, Vigi iC60, Acti 9 C60H-DC, iC60/iC120 Accessories | 1925000 | 0%
A9A26961 | ACTI9 IMN 48VAC UNDERVOLTAGE RELEASE FOR | 1426700 | PTFDB,PTFDA: C60H, C60H-DC, C120, Vigi C60, NG125, C60/C120 Accessories,iC60H, iC60L, iC120, Vigi iC60, Acti 9 C60H-DC, iC60/iC120 Accessories | 1426700 | 0%
A9A26963 | ACTI9 IMNS 220-240VAC UNDERVOLTAGE RELEA | 1754500 | PTFDB,PTFDA: C60H, C60H-DC, C120, Vigi C60, NG125, C60/C120 Accessories,iC60H, iC60L, iC120, Vigi iC60, Acti 9 C60H-DC, iC60/iC120 Accessories | 1754500 | 0%
A9A27062 | ACTI9 5X SPACER 9MM IC60 IID ICT | 380600 | PTFDA: Multi9 Contactors CT, Acti 9 Contactor iCT | 369600 | 2.976%
A9C20132 | ICT 25A 2NO 24VAC 50HZ CONTACTOR | 1007600 | PTFDA: Multi9 Contactors CT, Acti 9 Contactor iCT | 977900 | 3.037%
A9C20134 | ICT 25A 4NO 24VAC 50HZ CONTACTOR | 1411300 | PTFDA: Multi9 Contactors CT, Acti 9 Contactor iCT | 1370600 | 2.97%
A9C20137 | ICT 25A 4NC 24VAC 50HZ CONTACTOR | 1612600 | PTFDA: Multi9 Contactors CT, Acti 9 Contactor iCT | 1565300 | 3.022%
A9C20162 | iCT63A 2NO 24Vac 50HZ contactor | 2418900 | PTFDA: Multi9 Contactors CT, Acti 9 Contactor iCT | 2348500 | 2.998%
A9C20164 | iCT63A 4NO 24Vac 50HZ contactor | 3385800 | PTFDA: Multi9 Contactors CT, Acti 9 Contactor iCT | 3286800 | 3.012%
A9C20167 | iCT63A 4NC 24Vac 50HZ contactor | 3868700 | PTFDA: Multi9 Contactors CT, Acti 9 Contactor iCT | 3756500 | 2.987%
A9C20731 | ICT 25A 1NO 230...240VAC 50HZ CONTACTOR | 766700 | PTFDA: Multi9 Contactors CT, Acti 9 Contactor iCT | 744700 | 2.954%
A9C20732 | ICT 25A 2NO 230...240VAC 50HZ CONTACTOR | 1168200 | PTFDA: Multi9 Contactors CT, Acti 9 Contactor iCT | 1134100 | 3.007%
A9C20736 | ICT 25A 2NC 230...240VAC 50HZ CONTACTOR | 964700 | PTFDA: Multi9 Contactors CT, Acti 9 Contactor iCT | 936100 | 3.055%
A9C20833 | ICT 25A 3NO 220...240VAC 50HZ CONTACTOR | 1052700 | PTFDA: Multi9 Contactors CT, Acti 9 Contactor iCT | 1021900 | 3.014%
A9C20834 | ICT 25A 4NO 220...240VAC 50HZ CONTACTOR | 1226500 | PTFDA: Multi9 Contactors CT, Acti 9 Contactor iCT | 1191300 | 2.955%
A9C20837 | ICT 25A 4NC 220...240VAC 50HZ CONTACTOR | 1402500 | PTFDA: Multi9 Contactors CT, Acti 9 Contactor iCT | 1361800 | 2.989%
A9C20838 | ICT 25A 2NO 2NC 220...240VAC 50HZ CONTAC | 1314500 | PTFDA: Multi9 Contactors CT, Acti 9 Contactor iCT | 1276000 | 3.017%
A9C20842 | ICT 40A 2NO 220...240VAC 50HZ CONTACTOR | 1402500 | PTFDA: Multi9 Contactors CT, Acti 9 Contactor iCT | 1361800 | 2.989%
A9C20843 | ICT 40A 3NO 220...240VAC 50HZ CONTACTOR | 1683000 | PTFDA: Multi9 Contactors CT, Acti 9 Contactor iCT | 1633500 | 3.03%
A9C20844 | ICT 40A 4NO 220...240VAC 50HZ CONTACTOR | 1865600 | PTFDA: Multi9 Contactors CT, Acti 9 Contactor iCT | 1811700 | 2.975%
A9C20847 | ICT 40A 4NC 220...240VAC 50HZ CONTACTOR | 2242900 | PTFDA: Multi9 Contactors CT, Acti 9 Contactor iCT | 2178000 | 2.98%
A9C20862 | ICT 63A 2NO 220...240VAC 50HZ CONTACTOR | 2103200 | PTFDA: Multi9 Contactors CT, Acti 9 Contactor iCT | 2041600 | 3.017%
A9C20863 | ICT 63A 3NO 220...240VAC 50HZ CONTACTOR | 2524500 | PTFDA: Multi9 Contactors CT, Acti 9 Contactor iCT | 2450800 | 3.007%
A9C20864 | ICT 63A 4NO 220...240VAC 50HZ CONTACTOR | 2803900 | PTFDA: Multi9 Contactors CT, Acti 9 Contactor iCT | 2722500 | 2.99%
A9C20867 | ICT 63A 4NC 220...240VAC 50HZ CONTACTOR | 3364900 | PTFDA: Multi9 Contactors CT, Acti 9 Contactor iCT | 3267000 | 2.997%
A9C20868 | ICT 63A 2NO 2NC 220...240VAC 50HZ CONTAC | 3155900 | PTFDA: Multi9 Contactors CT, Acti 9 Contactor iCT | 3063500 | 3.016%
A9C20882 | ICT 100A 2NO 220...240VAC 50HZ CONTACTOR | 5698000 | PTFDA: Multi9 Contactors CT, Acti 9 Contactor iCT | 5531900 | 3.003%
A9C20884 | ICT 100A 4NO 220...240VAC 50HZ CONTACTOR | 7973900 | PTFDA: Multi9 Contactors CT, Acti 9 Contactor iCT | 7741800 | 2.998%
A9C22712 | ICT 16A 2NO 230...240VAC 50HZ CONTACTOR | 850300 | PTFDA: Multi9 Contactors CT, Acti 9 Contactor iCT | 825000 | 3.067%
A9C22715 | ICT 16A 1NO 1NC 230...240VAC 50HZ CONTAC | 893200 | PTFDA: Multi9 Contactors CT, Acti 9 Contactor iCT | 866800 | 3.046%
A9C30811 | ACTI9 ITL16A 1NO 230/240VAC 110VDC 50-60 | 458700 | PTFDA, PTLRC: Multi9 TL, Impulse relays, Time delay relay, Isolator ,STI, Acti 9 iTL, iSW, Timer switch, IC, Motion sensor | 445500 | 2.963%
A9C30812 | ACTI9 ITL16A 2NO 230/240VAC 50-60HZ 110V | 697400 | PTFDA, PTLRC: Multi9 TL, Impulse relays, Time delay relay, Isolator ,STI, Acti 9 iTL, iSW, Timer switch, IC, Motion sensor | 677600 | 2.922%
A9C30815 | ACTI9 ITLI 16A 1NO 1NF 230...240VAC 50-6 | 942700 | PTFDA, PTLRC: Multi9 TL, Impulse relays, Time delay relay, Isolator ,STI, Acti 9 iTL, iSW, Timer switch, IC, Motion sensor | 915200 | 3.005%
A9C30831 | ACTI9 ITL 32A 1NO | 844800 | PTFDA, PTLRC: Multi9 TL, Impulse relays, Time delay relay, Isolator ,STI, Acti 9 iTL, iSW, Timer switch, IC, Motion sensor | 820600 | 2.949%
A9C32811 | ACTI9 ITLS16A 1NO 230/240VAC 50-60HZ 110 | 844800 | PTFDA, PTLRC: Multi9 TL, Impulse relays, Time delay relay, Isolator ,STI, Acti 9 iTL, iSW, Timer switch, IC, Motion sensor | 820600 | 2.949%
A9C32816 | ACTI9 IETL16A 1O-F ET 1NO 230/240VAC 50- | 1111000 | PTFDA, PTLRC: Multi9 TL, Impulse relays, Time delay relay, Isolator ,STI, Acti 9 iTL, iSW, Timer switch, IC, Motion sensor | 1079100 | 2.956%
A9C32836 | ACTI9 IETL 32A 1NO 230...240VAC 50-60HZ | 844800 | PTFDA, PTLRC: Multi9 TL, Impulse relays, Time delay relay, Isolator ,STI, Acti 9 iTL, iSW, Timer switch, IC, Motion sensor | 820600 | 2.949%
A9C33811 | ACTI9 ITLC 16A 1NO 230...240VAC 50-60HZ | 1163800 | PTFDA, PTLRC: Multi9 TL, Impulse relays, Time delay relay, Isolator ,STI, Acti 9 iTL, iSW, Timer switch, IC, Motion sensor | 1129700 | 3.019%
A9D31606 | IDPN N VIGI 6A C 30MA AC-TYPE RESIDUAL C | 1998700 | PTFDB,PTFDA: C60N, iC60N, RCBO, Acti 9 RCBO (iDPN N) | 1978900 | 1.001%
A9D31610 | IDPN N VIGI 10A C 30MA AC-TYPE RESIDUAL C | 1998700 | PTFDB,PTFDA: C60N, iC60N, RCBO, Acti 9 RCBO (iDPN N) | 1978900 | 1.001%
A9D31616 | IDPN N VIGI 16A C 30MA AC-TYPE RESIDUAL C | 1998700 | PTFDB,PTFDA: C60N, iC60N, RCBO, Acti 9 RCBO (iDPN N) | 1978900 | 1.001%
A9D31620 | IDPN N VIGI 20A C 30MA AC-TYPE RESIDUAL C | 1998700 | PTFDB,PTFDA: C60N, iC60N, RCBO, Acti 9 RCBO (iDPN N) | 1978900 | 1.001%
A9D31625 | IDPN N VIGI 25A C 30MA AC-TYPE RESIDUAL C | 2174700 | PTFDB,PTFDA: C60N, iC60N, RCBO, Acti 9 RCBO (iDPN N) | 2152700 | 1.022%
A9D31632 | IDPN N VIGI 32A C 30MA AC-TYPE RESIDUAL C | 2174700 | PTFDB,PTFDA: C60N, iC60N, RCBO, Acti 9 RCBO (iDPN N) | 2152700 | 1.022%
A9D31640 | IDPN N VIGI 40A C 30MA AC-TYPE RESIDUAL C | 2174700 | PTFDB,PTFDA: C60N, iC60N, RCBO, Acti 9 RCBO (iDPN N) | 2152700 | 1.022%
A9D41606 | IDPN N VIGI 6A C 300MA AC-TYPE RESIDUAL | 2054800 | PTFDB,PTFDA: C60N, iC60N, RCBO, Acti 9 RCBO (iDPN N) | 2054800 | 0%
A9D41610 | IDPN N VIGI 10A C 300MA AC-TYPE RESIDUAL | 2054800 | PTFDB,PTFDA: C60N, iC60N, RCBO, Acti 9 RCBO (iDPN N) | 2054800 | 0%
A9D41616 | IDPN N VIGI 16A C 300MA AC-TYPE RESIDUAL | 2054800 | PTFDB,PTFDA: C60N, iC60N, RCBO, Acti 9 RCBO (iDPN N) | 2054800 | 0%
A9D41620 | IDPN N VIGI 20A C 300MA AC-TYPE RESIDUAL | 2236300 | PTFDB,PTFDA: C60N, iC60N, RCBO, Acti 9 RCBO (iDPN N) | 2236300 | 0%
A9D41625 | IDPN N VIGI 25A C 300MA AC-TYPE RESIDUAL | 2236300 | PTFDB,PTFDA: C60N, iC60N, RCBO, Acti 9 RCBO (iDPN N) | 2236300 | 0%
A9D41632 | IDPN N VIGI 32A C 300MA AC-TYPE RESIDUAL | 2236300 | PTFDB,PTFDA: C60N, iC60N, RCBO, Acti 9 RCBO (iDPN N) | 2236300 | 0%
A9D41640 | IDPN N VIGI 40A C 300MA AC-TYPE RESIDUAL | 2236300 | PTFDB,PTFDA: C60N, iC60N, RCBO, Acti 9 RCBO (iDPN N) | 2236300 | 0%
A9E16065 | IRTA 2P TIME RELAY START ON LATCH ORDER | 1822700 | PTFDA, PTLRC: Multi9 TL, Impulse relays, Time delay relay, Isolator ,STI, Acti 9 iTL, iSW, Timer switch, IC, Motion sensor | 1822700 | 0%
A9E16066 | IRTB 2P TIME RELAY DURATION ON IMPULSE | 2187900 | PTFDA, PTLRC: Multi9 TL, Impulse relays, Time delay relay, Isolator ,STI, Acti 9 iTL, iSW, Timer switch, IC, Motion sensor | 2187900 | 0%
A9E16067 | IRTC 2P TIME RELAY DURATION END OF PULSE | 2187900 | PTFDA, PTLRC: Multi9 TL, Impulse relays, Time delay relay, Isolator ,STI, Acti 9 iTL, iSW, Timer switch, IC, Motion sensor | 2187900 | 0%
A9E16068 | IRTH 2P TIME RELAY DURATION LATCH ORDER | 2187900 | PTFDA, PTLRC: Multi9 TL, Impulse relays, Time delay relay, Isolator ,STI, Acti 9 iTL, iSW, Timer switch, IC, Motion sensor | 2187900 | 0%
A9E16069 | IRTL 2P TIME RELAY DELAYED BLINKING | 2279200 | PTFDA, PTLRC: Multi9 TL, Impulse relays, Time delay relay, Isolator ,STI, Acti 9 iTL, iSW, Timer switch, IC, Motion sensor | 2279200 | 0%
A9F74106 | ACTI9 IC60N 1P 6A C MCB | 182600 | PTFDB,PTFDA: C60N, iC60N, RCBO, Acti 9 RCBO (iDPN N) | 182600 | 0%
A9F74110 | ACTI9 IC60N 1P 10A C MCB | 182600 | PTFDB,PTFDA: C60N, iC60N, RCBO, Acti 9 RCBO (iDPN N) | 182600 | 0%
A9F74116 | ACTI9 IC60N 1P 16A C MCB | 182600 | PTFDB,PTFDA: C60N, iC60N, RCBO, Acti 9 RCBO (iDPN N) | 182600 | 0%
A9F74120 | ACTI9 IC60N 1P 20A C MCB | 182600 | PTFDB,PTFDA: C60N, iC60N, RCBO, Acti 9 RCBO (iDPN N) | 182600 | 0%
A9F74125 | ACTI9 IC60N 1P 25A C MCB | 182600 | PTFDB,PTFDA: C60N, iC60N, RCBO, Acti 9 RCBO (iDPN N) | 182600 | 0%
A9F74132 | ACTI9 IC60N 1P 32A C MCB | 194700 | PTFDB,PTFDA: C60N, iC60N, RCBO, Acti 9 RCBO (iDPN N) | 194700 | 0%
A9F74140 | ACTI9 IC60N 1P 40A C MCB | 222200 | PTFDB,PTFDA: C60N, iC60N, RCBO, Acti 9 RCBO (iDPN N) | 222200 | 0%
A9F74150 | ACTI9 IC60N 1P 50A C MCB | 319000 | PTFDB,PTFDA: C60N, iC60N, RCBO, Acti 9 RCBO (iDPN N) | 319000 | 0%
A9F74163 | ACTI9 IC60N 1P 63A C MCB | 319000 | PTFDB,PTFDA: C60N, iC60N, RCBO, Acti 9 RCBO (iDPN N) | 319000 | 0%
A9F74206 | ACTI9 IC60N 2P 6A C MCB | 507100 | PTFDB,PTFDA: C60N, iC60N, RCBO, Acti 9 RCBO (iDPN N) | 507100 | 0%
A9F74210 | ACTI9 IC60N 2P 10A C MCB | 507100 | PTFDB,PTFDA: C60N, iC60N, RCBO, Acti 9 RCBO (iDPN N) | 507100 | 0%
A9F74216 | ACTI9 IC60N 2P 16A C MCB | 507100 | PTFDB,PTFDA: C60N, iC60N, RCBO, Acti 9 RCBO (iDPN N) | 507100 | 0%
A9F74220 | ACTI9 IC60N 2P 20A C MCB | 524700 | PTFDB,PTFDA: C60N, iC60N, RCBO, Acti 9 RCBO (iDPN N) | 524700 | 0%
A9F74225 | ACTI9 IC60N 2P 25A C MCB | 545600 | PTFDB,PTFDA: C60N, iC60N, RCBO, Acti 9 RCBO (iDPN N) | 545600 | 0%
A9F74232 | ACTI9 IC60N 2P 32A C MCB | 575300 | PTFDB,PTFDA: C60N, iC60N, RCBO, Acti 9 RCBO (iDPN N) | 575300 | 0%
A9F74240 | ACTI9 IC60N 2P 40A C MCB | 655600 | PTFDB,PTFDA: C60N, iC60N, RCBO, Acti 9 RCBO (iDPN N) | 655600 | 0%
A9F74250 | ACTI9 IC60N 2P 50A C MCB | 924000 | PTFDB,PTFDA: C60N, iC60N, RCBO, Acti 9 RCBO (iDPN N) | 924000 | 0%
A9F74263 | ACTI9 IC60N 2P 63A C MCB | 942700 | PTFDB,PTFDA: C60N, iC60N, RCBO, Acti 9 RCBO (iDPN N) | 942700 | 0%
A9F74306 | ACTI9 IC60N 3P 6A C MCB | 779900 | PTFDB,PTFDA: C60N, iC60N, RCBO, Acti 9 RCBO (iDPN N) | 779900 | 0%
A9F74310 | ACTI9 IC60N 3P 10A C MCB | 779900 | PTFDB,PTFDA: C60N, iC60N, RCBO, Acti 9 RCBO (iDPN N) | 779900 | 0%
A9F74316 | ACTI9 IC60N 3P 16A C MCB | 779900 | PTFDB,PTFDA: C60N, iC60N, RCBO, Acti 9 RCBO (iDPN N) | 779900 | 0%
A9F74320 | ACTI9 IC60N 3P 20A C MCB | 779900 | PTFDB,PTFDA: C60N, iC60N, RCBO, Acti 9 RCBO (iDPN N) | 779900 | 0%
A9F74325 | ACTI9 IC60N 3P 25A C MCB | 779900 | PTFDB,PTFDA: C60N, iC60N, RCBO, Acti 9 RCBO (iDPN N) | 779900 | 0%
A9F74332 | ACTI9 IC60N 3P 32A C MCB | 822800 | PTFDB,PTFDA: C60N, iC60N, RCBO, Acti 9 RCBO (iDPN N) | 822800 | 0%
A9F74340 | ACTI9 IC60N 3P 40A C MCB | 936100 | PTFDB,PTFDA: C60N, iC60N, RCBO, Acti 9 RCBO (iDPN N) | 936100 | 0%
A9F74350 | ACTI9 IC60N 3P 50A C MCB | 1329900 | PTFDB,PTFDA: C60N, iC60N, RCBO, Acti 9 RCBO (iDPN N) | 1329900 | 0%
A9F74363 | ACTI9 IC60N 3P 63A C MCB | 1329900 | PTFDB,PTFDA: C60N, iC60N, RCBO, Acti 9 RCBO (iDPN N) | 1329900 | 0%
A9F74406 | ACTI9 IC60N 4P 6A C MCB | 1138500 | PTFDB,PTFDA: C60N, iC60N, RCBO, Acti 9 RCBO (iDPN N) | 1138500 | 0%
A9F74410 | ACTI9 IC60N 4P 10A C MCB | 1138500 | PTFDB,PTFDA: C60N, iC60N, RCBO, Acti 9 RCBO (iDPN N) | 1138500 | 0%
A9F74416 | ACTI9 IC60N 4P 16A C MCB | 1138500 | PTFDB,PTFDA: C60N, iC60N, RCBO, Acti 9 RCBO (iDPN N) | 1138500 | 0%
A9F74420 | ACTI9 IC60N 4P 20A C MCB | 1195700 | PTFDB,PTFDA: C60N, iC60N, RCBO, Acti 9 RCBO (iDPN N) | 1195700 | 0%
A9F74425 | ACTI9 IC60N 4P 25A C MCB | 1252900 | PTFDB,PTFDA: C60N, iC60N, RCBO, Acti 9 RCBO (iDPN N) | 1252900 | 0%
A9F74432 | ACTI9 IC60N 4P 32A C MCB | 1322200 | PTFDB,PTFDA: C60N, iC60N, RCBO, Acti 9 RCBO (iDPN N) | 1322200 | 0%
A9F74440 | ACTI9 IC60N 4P 40A C MCB | 1575200 | PTFDB,PTFDA: C60N, iC60N, RCBO, Acti 9 RCBO (iDPN N) | 1575200 | 0%
A9F74450 | ACTI9 IC60N 4P 50A C MCB | 2055900 | PTFDB,PTFDA: C60N, iC60N, RCBO, Acti 9 RCBO (iDPN N) | 2055900 | 0%
A9F74463 | ACTI9 IC60N 4P 63A C MCB | 2055900 | PTFDB,PTFDA: C60N, iC60N, RCBO, Acti 9 RCBO (iDPN N) | 2055900 | 0%
A9F84106 | ACTI9 IC60H 1P 6A C MCB | 315700 | PTFDB,PTFDA: C60H, C60H-DC, C120, Vigi C60, NG125, C60/C120 Accessories,iC60H, iC60L, iC120, Vigi iC60, Acti 9 C60H-DC, iC60/iC120 Accessories | 315700 | 0%
A9F84110 | ACTI9 IC60H 1P 10A C MCB | 315700 | PTFDB,PTFDA: C60H, C60H-DC, C120, Vigi C60, NG125, C60/C120 Accessories,iC60H, iC60L, iC120, Vigi iC60, Acti 9 C60H-DC, iC60/iC120 Accessories | 315700 | 0%
A9F84116 | ACTI9 IC60H 1P 16A C MCB | 315700 | PTFDB,PTFDA: C60H, C60H-DC, C120, Vigi C60, NG125, C60/C120 Accessories,iC60H, iC60L, iC120, Vigi iC60, Acti 9 C60H-DC, iC60/iC120 Accessories | 315700 | 0%
A9F84120 | ACTI9 IC60H 1P 20A C MCB | 331100 | PTFDB,PTFDA: C60H, C60H-DC, C120, Vigi C60, NG125, C60/C120 Accessories,iC60H, iC60L, iC120, Vigi iC60, Acti 9 C60H-DC, iC60/iC120 Accessories | 331100 | 0%
A9F84125 | ACTI9 IC60H 1P 25A C MCB | 350900 | PTFDB,PTFDA: C60H, C60H-DC, C120, Vigi C60, NG125, C60/C120 Accessories,iC60H, iC60L, iC120, Vigi iC60, Acti 9 C60H-DC, iC60/iC120 Accessories | 350900 | 0%
A9F84132 | ACTI9 IC60H 1P 32A C MCB | 369600 | PTFDB,PTFDA: C60H, C60H-DC, C120, Vigi C60, NG125, C60/C120 Accessories,iC60H, iC60L, iC120, Vigi iC60, Acti 9 C60H-DC, iC60/iC120 Accessories | 369600 | 0%
A9F84140 | ACTI9 IC60H 1P 40A C MCB | 420200 | PTFDB,PTFDA: C60H, C60H-DC, C120, Vigi C60, NG125, C60/C120 Accessories,iC60H, iC60L, iC120, Vigi iC60, Acti 9 C60H-DC, iC60/iC120 Accessories | 420200 | 0%
A9F84150 | ACTI9 IC60H 1P 50A C MCB | 525800 | PTFDB,PTFDA: C60H, C60H-DC, C120, Vigi C60, NG125, C60/C120 Accessories,iC60H, iC60L, iC120, Vigi iC60, Acti 9 C60H-DC, iC60/iC120 Accessories | 525800 | 0%
A9F84163 | ACTI9 IC60H 1P 63A C MCB | 616000 | PTFDB,PTFDA: C60H, C60H-DC, C120, Vigi C60, NG125, C60/C120 Accessories,iC60H, iC60L, iC120, Vigi iC60, Acti 9 C60H-DC, iC60/iC120 Accessories | 616000 | 0%
A9F84206 | ACTI9 IC60H 2P 6A C MCB | 1145100 | PTFDB,PTFDA: C60H, C60H-DC, C120, Vigi C60, NG125, C60/C120 Accessories,iC60H, iC60L, iC120, Vigi iC60, Acti 9 C60H-DC, iC60/iC120 Accessories | 1145100 | 0%
A9F84210 | ACTI9 IC60H 2P 10A C MCB | 1145100 | PTFDB,PTFDA: C60H, C60H-DC, C120, Vigi C60, NG125, C60/C120 Accessories,iC60H, iC60L, iC120, Vigi iC60, Acti 9 C60H-DC, iC60/iC120 Accessories | 1145100 | 0%
A9F84216 | ACTI9 IC60H 2P 16A C MCB | 1145100 | PTFDB,PTFDA: C60H, C60H-DC, C120, Vigi C60, NG125, C60/C120 Accessories,iC60H, iC60L, iC120, Vigi iC60, Acti 9 C60H-DC, iC60/iC120 Accessories | 1145100 | 0%
A9F84220 | ACTI9 IC60H 2P 20A C MCB | 1145100 | PTFDB,PTFDA: C60H, C60H-DC, C120, Vigi C60, NG125, C60/C120 Accessories,iC60H, iC60L, iC120, Vigi iC60, Acti 9 C60H-DC, iC60/iC120 Accessories | 1145100 | 0%
A9F84225 | ACTI9 IC60H 2P 25A C MCB | 1236400 | PTFDB,PTFDA: C60H, C60H-DC, C120, Vigi C60, NG125, C60/C120 Accessories,iC60H, iC60L, iC120, Vigi iC60, Acti 9 C60H-DC, iC60/iC120 Accessories | 1236400 | 0%
A9F84232 | ACTI9 IC60H 2P 32A C MCB | 1301300 | PTFDB,PTFDA: C60H, C60H-DC, C120, Vigi C60, NG125, C60/C120 Accessories,iC60H, iC60L, iC120, Vigi iC60, Acti 9 C60H-DC, iC60/iC120 Accessories | 1301300 | 0%
A9F84240 | ACTI9 IC60H 2P 40A C MCB | 1482800 | PTFDB,PTFDA: C60H, C60H-DC, C120, Vigi C60, NG125, C60/C120 Accessories,iC60H, iC60L, iC120, Vigi iC60, Acti 9 C60H-DC, iC60/iC120 Accessories | 1482800 | 0%
A9F84250 | ACTI9 IC60H 2P 50A C MCB | 1854600 | PTFDB,PTFDA: C60H, C60H-DC, C120, Vigi C60, NG125, C60/C120 Accessories,iC60H, iC60L, iC120, Vigi iC60, Acti 9 C60H-DC, iC60/iC120 Accessories | 1854600 | 0%
A9F84263 | ACTI9 IC60H 2P 63A C MCB | 1992100 | PTFDB,PTFDA: C60H, C60H-DC, C120, Vigi C60, NG125, C60/C120 Accessories,iC60H, iC60L, iC120, Vigi iC60, Acti 9 C60H-DC, iC60/iC120 Accessories | 1992100 | 0%
A9F84306 | ACTI9 IC60H 3P 6A C MCB | 1720400 | PTFDB,PTFDA: C60H, C60H-DC, C120, Vigi C60, NG125, C60/C120 Accessories,iC60H, iC60L, iC120, Vigi iC60, Acti 9 C60H-DC, iC60/iC120 Accessories | 1720400 | 0%
A9F84310 | ACTI9 IC60H 3P 10A C MCB | 1720400 | PTFDB,PTFDA: C60H, C60H-DC, C120, Vigi C60, NG125, C60/C120 Accessories,iC60H, iC60L, iC120, Vigi iC60, Acti 9 C60H-DC, iC60/iC120 Accessories | 1720400 | 0%
A9F84316 | ACTI9 IC60H 3P 16A C MCB | 1720400 | PTFDB,PTFDA: C60H, C60H-DC, C120, Vigi C60, NG125, C60/C120 Accessories,iC60H, iC60L, iC120, Vigi iC60, Acti 9 C60H-DC, iC60/iC120 Accessories | 1720400 | 0%
A9F84320 | ACTI9 IC60H 3P 20A C MCB | 1806200 | PTFDB,PTFDA: C60H, C60H-DC, C120, Vigi C60, NG125, C60/C120 Accessories,iC60H, iC60L, iC120, Vigi iC60, Acti 9 C60H-DC, iC60/iC120 Accessories | 1806200 | 0%
A9F84325 | ACTI9 IC60H 3P 25A C MCB | 1892000 | PTFDB,PTFDA: C60H, C60H-DC, C120, Vigi C60, NG125, C60/C120 Accessories,iC60H, iC60L, iC120, Vigi iC60, Acti 9 C60H-DC, iC60/iC120 Accessories | 1892000 | 0%
A9F84332 | ACTI9 IC60H 3P 32A C MCB | 1996500 | PTFDB,PTFDA: C60H, C60H-DC, C120, Vigi C60, NG125, C60/C120 Accessories,iC60H, iC60L, iC120, Vigi iC60, Acti 9 C60H-DC, iC60/iC120 Accessories | 1996500 | 0%
A9F84340 | ACTI9 IC60H 3P 40A C MCB | 2227500 | PTFDB,PTFDA: C60H, C60H-DC, C120, Vigi C60, NG125, C60/C120 Accessories,iC60H, iC60L, iC120, Vigi iC60, Acti 9 C60H-DC, iC60/iC120 Accessories | 2227500 | 0%
A9F84350 | ACTI9 IC60H 3P 50A C MCB | 2783000 | PTFDB,PTFDA: C60H, C60H-DC, C120, Vigi C60, NG125, C60/C120 Accessories,iC60H, iC60L, iC120, Vigi iC60, Acti 9 C60H-DC, iC60/iC120 Accessories | 2783000 | 0%
A9F84363 | ACTI9 IC60H 3P 63A C MCB | 3052500 | PTFDB,PTFDA: C60H, C60H-DC, C120, Vigi C60, NG125, C60/C120 Accessories,iC60H, iC60L, iC120, Vigi iC60, Acti 9 C60H-DC, iC60/iC120 Accessories | 3052500 | 0%
A9F84406 | ACTI9 IC60H 4P 6A C MCB | 2472800 | PTFDB,PTFDA: C60H, C60H-DC, C120, Vigi C60, NG125, C60/C120 Accessories,iC60H, iC60L, iC120, Vigi iC60, Acti 9 C60H-DC, iC60/iC120 Accessories | 2472800 | 0%
A9F84410 | ACTI9 IC60H 4P 10A C MCB | 2472800 | PTFDB,PTFDA: C60H, C60H-DC, C120, Vigi C60, NG125, C60/C120 Accessories,iC60H, iC60L, iC120, Vigi iC60, Acti 9 C60H-DC, iC60/iC120 Accessories | 2472800 | 0%
A9F84416 | ACTI9 IC60H 4P 16A C MCB | 2472800 | PTFDB,PTFDA: C60H, C60H-DC, C120, Vigi C60, NG125, C60/C120 Accessories,iC60H, iC60L, iC120, Vigi iC60, Acti 9 C60H-DC, iC60/iC120 Accessories | 2472800 | 0%
A9F84420 | ACTI9 IC60H 4P 20A C MCB | 2598200 | PTFDB,PTFDA: C60H, C60H-DC, C120, Vigi C60, NG125, C60/C120 Accessories,iC60H, iC60L, iC120, Vigi iC60, Acti 9 C60H-DC, iC60/iC120 Accessories | 2598200 | 0%
A9F84425 | ACTI9 IC60H 4P 25A C MCB | 2720300 | PTFDB,PTFDA: C60H, C60H-DC, C120, Vigi C60, NG125, C60/C120 Accessories,iC60H, iC60L, iC120, Vigi iC60, Acti 9 C60H-DC, iC60/iC120 Accessories | 2720300 | 0%
A9F84432 | ACTI9 IC60H 4P 32A C MCB | 2869900 | PTFDB,PTFDA: C60H, C60H-DC, C120, Vigi C60, NG125, C60/C120 Accessories,iC60H, iC60L, iC120, Vigi iC60, Acti 9 C60H-DC, iC60/iC120 Accessories | 2869900 | 0%
A9F84440 | ACTI9 IC60H 4P 40A C MCB | 3265900 | PTFDB,PTFDA: C60H, C60H-DC, C120, Vigi C60, NG125, C60/C120 Accessories,iC60H, iC60L, iC120, Vigi iC60, Acti 9 C60H-DC, iC60/iC120 Accessories | 3265900 | 0%
A9F84450 | ACTI9 IC60H 4P 50A C MCB | 3825800 | PTFDB,PTFDA: C60H, C60H-DC, C120, Vigi C60, NG125, C60/C120 Accessories,iC60H, iC60L, iC120, Vigi iC60, Acti 9 C60H-DC, iC60/iC120 Accessories | 3825800 | 0%
A9F84463 | ACTI9 IC60H 4P 63A C MCB | 4111800 | PTFDB,PTFDA: C60H, C60H-DC, C120, Vigi C60, NG125, C60/C120 Accessories,iC60H, iC60L, iC120, Vigi iC60, Acti 9 C60H-DC, iC60/iC120 Accessories | 4111800 | 0%
A9F94106 | ACTI9 IC60L 1P 6A C MCB | 499400 | PTFDB,PTFDA: C60H, C60H-DC, C120, Vigi C60, NG125, C60/C120 Accessories,iC60H, iC60L, iC120, Vigi iC60, Acti 9 C60H-DC, iC60/iC120 Accessories | 499400 | 0%
A9F94110 | ACTI9 IC60L 1P 10A C MCB | 499400 | PTFDB,PTFDA: C60H, C60H-DC, C120, Vigi C60, NG125, C60/C120 Accessories,iC60H, iC60L, iC120, Vigi iC60, Acti 9 C60H-DC, iC60/iC120 Accessories | 499400 | 0%
A9F94116 | ACTI9 IC60L 1P 16A C MCB | 499400 | PTFDB,PTFDA: C60H, C60H-DC, C120, Vigi C60, NG125, C60/C120 Accessories,iC60H, iC60L, iC120, Vigi iC60, Acti 9 C60H-DC, iC60/iC120 Accessories | 499400 | 0%
A9F94120 | ACTI9 IC60L 1P 20A C MCB | 523600 | PTFDB,PTFDA: C60H, C60H-DC, C120, Vigi C60, NG125, C60/C120 Accessories,iC60H, iC60L, iC120, Vigi iC60, Acti 9 C60H-DC, iC60/iC120 Accessories | 523600 | 0%
A9F94125 | ACTI9 IC60L 1P 25A C MCB | 550000 | PTFDB,PTFDA: C60H, C60H-DC, C120, Vigi C60, NG125, C60/C120 Accessories,iC60H, iC60L, iC120, Vigi iC60, Acti 9 C60H-DC, iC60/iC120 Accessories | 550000 | 0%
A9F94132 | ACTI9 IC60L 1P 32A C MCB | 584100 | PTFDB,PTFDA: C60H, C60H-DC, C120, Vigi C60, NG125, C60/C120 Accessories,iC60H, iC60L, iC120, Vigi iC60, Acti 9 C60H-DC, iC60/iC120 Accessories | 584100 | 0%
A9F94140 | ACTI9 IC60L 1P 40A C MCB | 664400 | PTFDB,PTFDA: C60H, C60H-DC, C120, Vigi C60, NG125, C60/C120 Accessories,iC60H, iC60L, iC120, Vigi iC60, Acti 9 C60H-DC, iC60/iC120 Accessories | 664400 | 0%
A9F94150 | ACTI9 IC60L 1P 50A C MCB | 833800 | PTFDB,PTFDA: C60H, C60H-DC, C120, Vigi C60, NG125, C60/C120 Accessories,iC60H, iC60L, iC120, Vigi iC60, Acti 9 C60H-DC, iC60/iC120 Accessories | 833800 | 0%
A9F94163 | ACTI9 IC60L 1P 63A C MCB | 953700 | PTFDB,PTFDA: C60H, C60H-DC, C120, Vigi C60, NG125, C60/C120 Accessories,iC60H, iC60L, iC120, Vigi iC60, Acti 9 C60H-DC, iC60/iC120 Accessories | 953700 | 0%
A9F94206 | ACTI9 IC60L 2P 6A C MCB | 1348600 | PTFDB,PTFDA: C60H, C60H-DC, C120, Vigi C60, NG125, C60/C120 Accessories,iC60H, iC60L, iC120, Vigi iC60, Acti 9 C60H-DC, iC60/iC120 Accessories | 1348600 | 0%
A9F94210 | ACTI9 IC60L 2P 10A C MCB | 1348600 | PTFDB,PTFDA: C60H, C60H-DC, C120, Vigi C60, NG125, C60/C120 Accessories,iC60H, iC60L, iC120, Vigi iC60, Acti 9 C60H-DC, iC60/iC120 Accessories | 1348600 | 0%
A9F94216 | ACTI9 IC60L 2P 16A C MCB | 1348600 | PTFDB,PTFDA: C60H, C60H-DC, C120, Vigi C60, NG125, C60/C120 Accessories,iC60H, iC60L, iC120, Vigi iC60, Acti 9 C60H-DC, iC60/iC120 Accessories | 1348600 | 0%
A9F94220 | ACTI9 IC60L 2P 20A C MCB | 1375000 | PTFDB,PTFDA: C60H, C60H-DC, C120, Vigi C60, NG125, C60/C120 Accessories,iC60H, iC60L, iC120, Vigi iC60, Acti 9 C60H-DC, iC60/iC120 Accessories | 1375000 | 0%
A9F94225 | ACTI9 IC60L 2P 25A C MCB | 1441000 | PTFDB,PTFDA: C60H, C60H-DC, C120, Vigi C60, NG125, C60/C120 Accessories,iC60H, iC60L, iC120, Vigi iC60, Acti 9 C60H-DC, iC60/iC120 Accessories | 1441000 | 0%
A9F94232 | ACTI9 IC60L 2P 32A C MCB | 1486100 | PTFDB,PTFDA: C60H, C60H-DC, C120, Vigi C60, NG125, C60/C120 Accessories,iC60H, iC60L, iC120, Vigi iC60, Acti 9 C60H-DC, iC60/iC120 Accessories | 1486100 | 0%
A9F94240 | ACTI9 IC60L 2P 40A C MCB | 1679700 | PTFDB,PTFDA: C60H, C60H-DC, C120, Vigi C60, NG125, C60/C120 Accessories,iC60H, iC60L, iC120, Vigi iC60, Acti 9 C60H-DC, iC60/iC120 Accessories | 1679700 | 0%
A9F94250 | ACTI9 IC60L 2P 50A C MCB | 1919500 | PTFDB,PTFDA: C60H, C60H-DC, C120, Vigi C60, NG125, C60/C120 Accessories,iC60H, iC60L, iC120, Vigi iC60, Acti 9 C60H-DC, iC60/iC120 Accessories | 1919500 | 0%
A9F94263 | ACTI9 IC60L 2P 63A C MCB | 2074600 | PTFDB,PTFDA: C60H, C60H-DC, C120, Vigi C60, NG125, C60/C120 Accessories,iC60H, iC60L, iC120, Vigi iC60, Acti 9 C60H-DC, iC60/iC120 Accessories | 2074600 | 0%
A9F94306 | ACTI9 IC60L 3P 6A C MCB | 1798500 | PTFDB,PTFDA: C60H, C60H-DC, C120, Vigi C60, NG125, C60/C120 Accessories,iC60H, iC60L, iC120, Vigi iC60, Acti 9 C60H-DC, iC60/iC120 Accessories | 1798500 | 0%
A9F94310 | ACTI9 IC60L 3P 10A C MCB | 1798500 | PTFDB,PTFDA: C60H, C60H-DC, C120, Vigi C60, NG125, C60/C120 Accessories,iC60H, iC60L, iC120, Vigi iC60, Acti 9 C60H-DC, iC60/iC120 Accessories | 1798500 | 0%
A9F94316 | ACTI9 IC60L 3P 16A C MCB | 1798500 | PTFDB,PTFDA: C60H, C60H-DC, C120, Vigi C60, NG125, C60/C120 Accessories,iC60H, iC60L, iC120, Vigi iC60, Acti 9 C60H-DC, iC60/iC120 Accessories | 1798500 | 0%
A9F94320 | ACTI9 IC60L 3P 20A C MCB | 1887600 | PTFDB,PTFDA: C60H, C60H-DC, C120, Vigi C60, NG125, C60/C120 Accessories,iC60H, iC60L, iC120, Vigi iC60, Acti 9 C60H-DC, iC60/iC120 Accessories | 1887600 | 0%
A9F94325 | ACTI9 IC60L 3P 25A C MCB | 1976700 | PTFDB,PTFDA: C60H, C60H-DC, C120, Vigi C60, NG125, C60/C120 Accessories,iC60H, iC60L, iC120, Vigi iC60, Acti 9 C60H-DC, iC60/iC120 Accessories | 1976700 | 0%
A9F94332 | ACTI9 IC60L 3P 32A C MCB | 2084500 | PTFDB,PTFDA: C60H, C60H-DC, C120, Vigi C60, NG125, C60/C120 Accessories,iC60H, iC60L, iC120, Vigi iC60, Acti 9 C60H-DC, iC60/iC120 Accessories | 2084500 | 0%
A9F94340 | ACTI9 IC60L 3P 40A C MCB | 2373800 | PTFDB,PTFDA: C60H, C60H-DC, C120, Vigi C60, NG125, C60/C120 Accessories,iC60H, iC60L, iC120, Vigi iC60, Acti 9 C60H-DC, iC60/iC120 Accessories | 2373800 | 0%
A9F94350 | ACTI9 IC60L 3P 50A C MCB | 2966700 | PTFDB,PTFDA: C60H, C60H-DC, C120, Vigi C60, NG125, C60/C120 Accessories,iC60H, iC60L, iC120, Vigi iC60, Acti 9 C60H-DC, iC60/iC120 Accessories | 2966700 | 0%
A9F94363 | ACTI9 IC60L 3P 63A C MCB | 3246100 | PTFDB,PTFDA: C60H, C60H-DC, C120, Vigi C60, NG125, C60/C120 Accessories,iC60H, iC60L, iC120, Vigi iC60, Acti 9 C60H-DC, iC60/iC120 Accessories | 3246100 | 0%
A9F94406 | ACTI9 IC60L 4P 6A C MCB | 2698300 | PTFDB,PTFDA: C60H, C60H-DC, C120, Vigi C60, NG125, C60/C120 Accessories,iC60H, iC60L, iC120, Vigi iC60, Acti 9 C60H-DC, iC60/iC120 Accessories | 2698300 | 0%
A9F94410 | ACTI9 IC60L 4P 10A C MCB | 2698300 | PTFDB,PTFDA: C60H, C60H-DC, C120, Vigi C60, NG125, C60/C120 Accessories,iC60H, iC60L, iC120, Vigi iC60, Acti 9 C60H-DC, iC60/iC120 Accessories | 2698300 | 0%
A9F94416 | ACTI9 IC60L 4P 16A C MCB | 2698300 | PTFDB,PTFDA: C60H, C60H-DC, C120, Vigi C60, NG125, C60/C120 Accessories,iC60H, iC60L, iC120, Vigi iC60, Acti 9 C60H-DC, iC60/iC120 Accessories | 2698300 | 0%
A9F94420 | ACTI9 IC60L 4P 20A C MCB | 2750000 | PTFDB,PTFDA: C60H, C60H-DC, C120, Vigi C60, NG125, C60/C120 Accessories,iC60H, iC60L, iC120, Vigi iC60, Acti 9 C60H-DC, iC60/iC120 Accessories | 2750000 | 0%
A9F94425 | ACTI9 IC60L 4P 25A C MCB | 2800600 | PTFDB,PTFDA: C60H, C60H-DC, C120, Vigi C60, NG125, C60/C120 Accessories,iC60H, iC60L, iC120, Vigi iC60, Acti 9 C60H-DC, iC60/iC120 Accessories | 2800600 | 0%
A9F94432 | ACTI9 IC60L 4P 32A C MCB | 2952400 | PTFDB,PTFDA: C60H, C60H-DC, C120, Vigi C60, NG125, C60/C120 Accessories,iC60H, iC60L, iC120, Vigi iC60, Acti 9 C60H-DC, iC60/iC120 Accessories | 2952400 | 0%
A9F94440 | ACTI9 IC60L 4P 40A C MCB | 3339600 | PTFDB,PTFDA: C60H, C60H-DC, C120, Vigi C60, NG125, C60/C120 Accessories,iC60H, iC60L, iC120, Vigi iC60, Acti 9 C60H-DC, iC60/iC120 Accessories | 3339600 | 0%
A9F94450 | ACTI9 IC60L 4P 50A C MCB | 4021600 | PTFDB,PTFDA: C60H, C60H-DC, C120, Vigi C60, NG125, C60/C120 Accessories,iC60H, iC60L, iC120, Vigi iC60, Acti 9 C60H-DC, iC60/iC120 Accessories | 4021600 | 0%
A9F94463 | ACTI9 IC60L 4P 63A C MCB | 4225100 | PTFDB,PTFDA: C60H, C60H-DC, C120, Vigi C60, NG125, C60/C120 Accessories,iC60H, iC60L, iC120, Vigi iC60, Acti 9 C60H-DC, iC60/iC120 Accessories | 4225100 | 0%
A9K24140 | ACTI9 IK60N 1P 40A C MCB | 193600 | PTFDB, PTFDA: Domae, C60a, iK60N | 193600 | 0%
A9K24150 | ACTI9 IK60N 1P 50A C MCB | 237600 | PTFDB, PTFDA: Domae, C60a, iK60N | 237600 | 0%
A9K24163 | ACTI9 IK60N 1P 63A C MCB | 237600 | PTFDB, PTFDA: Domae, C60a, iK60N | 237600 | 0%
A9K24240 | ACTI9 IK60N 2P 40A C MCB | 526900 | PTFDB, PTFDA: Domae, C60a, iK60N | 526900 | 0%
A9K24250 | ACTI9 IK60N 2P 50A C MCB | 728200 | PTFDB, PTFDA: Domae, C60a, iK60N | 728200 | 0%
A9K24263 | ACTI9 IK60N 2P 63A C MCB | 728200 | PTFDB, PTFDA: Domae, C60a, iK60N | 728200 | 0%
A9K24306 | ACTI9 IK60N 3P 6A C MCB | 708400 | PTFDB, PTFDA: Domae, C60a, iK60N | 708400 | 0%
A9K24310 | ACTI9 IK60N 3P 10A C MCB | 708400 | PTFDB, PTFDA: Domae, C60a, iK60N | 708400 | 0%
A9K24316 | ACTI9 IK60N 3P 16A C MCB | 708400 | PTFDB, PTFDA: Domae, C60a, iK60N | 708400 | 0%
A9K24320 | ACTI9 IK60N 3P 20A C MCB | 708400 | PTFDB, PTFDA: Domae, C60a, iK60N | 708400 | 0%
A9K24325 | ACTI9 IK60N 3P 25A C MCB | 708400 | PTFDB, PTFDA: Domae, C60a, iK60N | 708400 | 0%
A9K24332 | ACTI9 IK60N 3P 32A C MCB | 708400 | PTFDB, PTFDA: Domae, C60a, iK60N | 708400 | 0%
A9K24340 | ACTI9 IK60N 3P 40A C MCB | 823900 | PTFDB, PTFDA: Domae, C60a, iK60N | 823900 | 0%
A9K24350 | ACTI9 IK60N 3P 50A C MCB | 1027400 | PTFDB, PTFDA: Domae, C60a, iK60N | 1027400 | 0%
A9K24363 | ACTI9 IK60N 3P 63A C MCB | 1027400 | PTFDB, PTFDA: Domae, C60a, iK60N | 1027400 | 0%
A9K24406 | ACTI9 IK60N 4P 6A C MCB | 1106600 | PTFDB, PTFDA: Domae, C60a, iK60N | 1106600 | 0%
A9K24410 | ACTI9 IK60N 4P 10A C MCB | 1106600 | PTFDB, PTFDA: Domae, C60a, iK60N | 1106600 | 0%
A9K24416 | ACTI9 IK60N 4P 16A C MCB | 1106600 | PTFDB, PTFDA: Domae, C60a, iK60N | 1106600 | 0%
A9K24420 | ACTI9 IK60N 4P 20A C MCB | 1106600 | PTFDB, PTFDA: Domae, C60a, iK60N | 1106600 | 0%
A9K24425 | ACTI9 IK60N 4P 25A C MCB | 1106600 | PTFDB, PTFDA: Domae, C60a, iK60N | 1106600 | 0%
A9K24432 | ACTI9 IK60N 4P 32A C MCB | 1106600 | PTFDB, PTFDA: Domae, C60a, iK60N | 1106600 | 0%
A9K24440 | ACTI9 IK60N 4P 40A C MCB | 1520200 | PTFDB, PTFDA: Domae, C60a, iK60N | 1520200 | 0%
A9K24450 | ACTI9 IK60N 4P 50A C MCB | 1520200 | PTFDB, PTFDA: Domae, C60a, iK60N | 1520200 | 0%
A9K24463 | ACTI9 IK60N 4P 63A C MCB | 1520200 | PTFDB, PTFDA: Domae, C60a, iK60N | 1520200 | 0%
A9K27106 | Acti9 iK60N 1P 6A C MCB | 156200 | PTFDB, PTFDA: Domae, C60a, iK60N | 156200 | 0%
A9K27110 | Acti9 iK60N 1P 10A C MCB | 156200 | PTFDB, PTFDA: Domae, C60a, iK60N | 156200 | 0%
A9K27116 | Acti9 iK60N 1P 16A C MCB | 156200 | PTFDB, PTFDA: Domae, C60a, iK60N | 156200 | 0%
A9K27120 | Acti9 iK60N 1P 20A C MCB | 156200 | PTFDB, PTFDA: Domae, C60a, iK60N | 156200 | 0%
A9K27125 | Acti9 iK60N 1P 25A C MCB | 156200 | PTFDB, PTFDA: Domae, C60a, iK60N | 156200 | 0%
A9K27132 | Acti9 iK60N 1P 32A C MCB | 156200 | PTFDB, PTFDA: Domae, C60a, iK60N | 156200 | 0%
A9K27206 | Acti9 iK60N 2P 6A C MCB | 437800 | PTFDB, PTFDA: Domae, C60a, iK60N | 437800 | 0%
A9K27210 | Acti9 iK60N 2P 10A C MCB | 437800 | PTFDB, PTFDA: Domae, C60a, iK60N | 437800 | 0%
A9K27216 | Acti9 iK60N 2P 16A C MCB | 437800 | PTFDB, PTFDA: Domae, C60a, iK60N | 437800 | 0%
A9K27220 | Acti9 iK60N 2P 20A C MCB | 437800 | PTFDB, PTFDA: Domae, C60a, iK60N | 437800 | 0%
A9K27225 | Acti9 iK60N 2P 25A C MCB | 437800 | PTFDB, PTFDA: Domae, C60a, iK60N | 437800 | 0%
A9K27232 | Acti9 iK60N 2P 32A C MCB | 437800 | PTFDB, PTFDA: Domae, C60a, iK60N | 437800 | 0%
A9L08100 | iPRD 8 8 KA 350V 1P | 1843600 | PTFDA: Surge Protection | 1843600 | 0%
A9L08500 | iPRD 8 8 KA 350V 1PN | 2766500 | PTFDA: Surge Protection | 2766500 | 0%
A9L15586 | IPF K 65 65 KA 340V 3P N | 7262200 | PTFDA: Surge Protection | 7051000 | 2.995%
A9L15686 | IPF K 40 40 KA 340V 1P | 1934900 | PTFDA: Surge Protection | 1934900 | 0%
A9L15687 | IPF K 40 40 KA 340V 1P N | 3203200 | PTFDA: Surge Protection | 3203200 | 0%
A9L15688 | IPF K 40 40 KA 340V 3P N | 7252300 | PTFDA: Surge Protection | 7252300 | 0%
A9L15691 | IPF K 20 20 KA 340V 1P | 1813900 | PTFDA: Surge Protection | 1813900 | 0%
A9L15692 | IPF K 20 20 KA 340V 1P N | 3021700 | PTFDA: Surge Protection | 3021700 | 0%
A9L15693 | IPF K 20 20 KA 340V 3P N | 6043400 | PTFDA: Surge Protection | 6043400 | 0%
A9L16632 | IPRF1 12,5R | 12347500 | PTFDA: Surge Protection | 12347500 | 0%
A9L16633 | IPRF1 12,5R | 18291900 | PTFDA: Surge Protection | 18291900 | 0%
A9L16634 | IPRF1 12,5R | 22865700 | PTFDA: Surge Protection | 22865700 | 0%
A9L20100 | iPRD 20 20 KA 350V 1P | 1976700 | PTFDA: Surge Protection | 1976700 | 0%
A9L20500 | iPRD 20 20 KA 350V 1PN | 3294500 | PTFDA: Surge Protection | 3294500 | 0%
A9L20600 | iPRD 20 20 KA 350V 3PN | 6586800 | PTFDA: Surge Protection | 6586800 | 0%
A9L40100 | iPRD 40 40 KA 350V 1P | 2107600 | PTFDA: Surge Protection | 2107600 | 0%
A9L40500 | iPRD 40 40 KA 350V 1PN | 3491400 | PTFDA: Surge Protection | 3491400 | 0%
A9L40600 | iPRD 40 40 KA 350V 3PN | 7574600 | PTFDA: Surge Protection | 7574600 | 0%
A9L65101 | iPRD 65r 65 KA 350V 1P with remote | 2596000 | PTFDA: Surge Protection | 2596000 | 0%
A9L65501 | iPRD 65r 65 KA 350V 1PN with remote | 4568300 | PTFDA: Surge Protection | 4568300 | 0%
A9L65601 | iPRD 65r 65 KA 350V 3PN with remote | 9157500 | PTFDA: Surge Protection | 9157500 | 0%
A9N15636 | ACTI9 STI 1P 25A FUSE 10.3 X 38 MM FUSE | 125400 | PTFDA, PTLRC: Multi9 TL, Impulse relays, Time delay relay, Isolator ,STI, Acti 9 iTL, iSW, Timer switch, IC, Motion sensor | 119900 | 4.587%
A9N15646 | ACTI9 STI 1P-N 25A FUSE 10.3 X 38 MM FUS | 181500 | PTFDA, PTLRC: Multi9 TL, Impulse relays, Time delay relay, Isolator ,STI, Acti 9 iTL, iSW, Timer switch, IC, Motion sensor | 181500 | 0%
A9N15651 | ACTI9 STI 2P 25A FUSE 10.3 X 38 MM FUSE | 239800 | PTFDA, PTLRC: Multi9 TL, Impulse relays, Time delay relay, Isolator ,STI, Acti 9 iTL, iSW, Timer switch, IC, Motion sensor | 239800 | 0%
A9N15656 | ACTI9 STI 3P 25A FUSE 10.3 X 38 MM FUSE | 400400 | PTFDA, PTLRC: Multi9 TL, Impulse relays, Time delay relay, Isolator ,STI, Acti 9 iTL, iSW, Timer switch, IC, Motion sensor | 400400 | 0%
A9N15658 | ACTI9 STI 3P-N 25A FUSE 10.3 X 38 MM FUS | 415800 | PTFDA, PTLRC: Multi9 TL, Impulse relays, Time delay relay, Isolator ,STI, Acti 9 iTL, iSW, Timer switch, IC, Motion sensor | 415800 | 0%
A9N18356 | C120N 1P 63A C 10000A 240/415V | 1040600 | PTFDB,PTFDA: C60H, C60H-DC, C120, Vigi C60, NG125, C60/C120 Accessories,iC60H, iC60L, iC120, Vigi iC60, Acti 9 C60H-DC, iC60/iC120 Accessories | 1040600 | 0%
A9N18357 | C120N 1P 80A C 10000A 240/415V MINIATURE | 1118700 | PTFDB,PTFDA: C60H, C60H-DC, C120, Vigi C60, NG125, C60/C120 Accessories,iC60H, iC60L, iC120, Vigi iC60, Acti 9 C60H-DC, iC60/iC120 Accessories | 1118700 | 0%
A9N18358 | C120N 1P 100A C 10000A 240/415V MINIATUR | 1202300 | PTFDB,PTFDA: C60H, C60H-DC, C120, Vigi C60, NG125, C60/C120 Accessories,iC60H, iC60L, iC120, Vigi iC60, Acti 9 C60H-DC, iC60/iC120 Accessories | 1202300 | 0%
A9N18359 | C120N 1P 125A C 10000A 240/415V | 1285900 | PTFDB,PTFDA: C60H, C60H-DC, C120, Vigi C60, NG125, C60/C120 Accessories,iC60H, iC60L, iC120, Vigi iC60, Acti 9 C60H-DC, iC60/iC120 Accessories | 1285900 | 0%
A9N18360 | C120N 2P 63A C 10000A 415V | 2202200 | PTFDB,PTFDA: C60H, C60H-DC, C120, Vigi C60, NG125, C60/C120 Accessories,iC60H, iC60L, iC120, Vigi iC60, Acti 9 C60H-DC, iC60/iC120 Accessories | 2202200 | 0%
A9N18361 | C120N 2P 80A C 10000A 415V MINIATURE CIR | 2286900 | PTFDB,PTFDA: C60H, C60H-DC, C120, Vigi C60, NG125, C60/C120 Accessories,iC60H, iC60L, iC120, Vigi iC60, Acti 9 C60H-DC, iC60/iC120 Accessories | 2286900 | 0%
A9N18362 | C120N 2P 100A C 10000A 415V MINIATURE CI | 2465100 | PTFDB,PTFDA: C60H, C60H-DC, C120, Vigi C60, NG125, C60/C120 Accessories,iC60H, iC60L, iC120, Vigi iC60, Acti 9 C60H-DC, iC60/iC120 Accessories | 2465100 | 0%
A9N18363 | C120N 2P 125A C 10000A 415V | 2646600 | PTFDB,PTFDA: C60H, C60H-DC, C120, Vigi C60, NG125, C60/C120 Accessories,iC60H, iC60L, iC120, Vigi iC60, Acti 9 C60H-DC, iC60/iC120 Accessories | 2646600 | 0%
A9N18364 | C120N 3P 63A C 10000A 415V | 3426500 | PTFDB,PTFDA: C60H, C60H-DC, C120, Vigi C60, NG125, C60/C120 Accessories,iC60H, iC60L, iC120, Vigi iC60, Acti 9 C60H-DC, iC60/iC120 Accessories | 3426500 | 0%
A9N18365 | C120N 3P 80A C 10000A 415V MINIATURE CIR | 3536500 | PTFDB,PTFDA: C60H, C60H-DC, C120, Vigi C60, NG125, C60/C120 Accessories,iC60H, iC60L, iC120, Vigi iC60, Acti 9 C60H-DC, iC60/iC120 Accessories | 3536500 | 0%
A9N18367 | C120N 3P 100A C 10000A 415V MINIATURE CI | 3714700 | PTFDB,PTFDA: C60H, C60H-DC, C120, Vigi C60, NG125, C60/C120 Accessories,iC60H, iC60L, iC120, Vigi iC60, Acti 9 C60H-DC, iC60/iC120 Accessories | 3714700 | 0%
A9N18369 | C120N 3P 125A C 10000A 415V | 3777400 | PTFDB,PTFDA: C60H, C60H-DC, C120, Vigi C60, NG125, C60/C120 Accessories,iC60H, iC60L, iC120, Vigi iC60, Acti 9 C60H-DC, iC60/iC120 Accessories | 3777400 | 0%
A9N18371 | C120N 4P 63A C 10000A 415V | 4402200 | PTFDB,PTFDA: C60H, C60H-DC, C120, Vigi C60, NG125, C60/C120 Accessories,iC60H, iC60L, iC120, Vigi iC60, Acti 9 C60H-DC, iC60/iC120 Accessories | 4402200 | 0%
A9N18372 | C120N 4P 80A C 10000A 415V | 4449500 | PTFDB,PTFDA: C60H, C60H-DC, C120, Vigi C60, NG125, C60/C120 Accessories,iC60H, iC60L, iC120, Vigi iC60, Acti 9 C60H-DC, iC60/iC120 Accessories | 4449500 | 0%
A9N18374 | C120N 4P 100A C 10000A 415V MINIATURE CI | 4581500 | PTFDB,PTFDA: C60H, C60H-DC, C120, Vigi C60, NG125, C60/C120 Accessories,iC60H, iC60L, iC120, Vigi iC60, Acti 9 C60H-DC, iC60/iC120 Accessories | 4581500 | 0%
A9N18376 | C120N 4P 125A C 10000A 415V | 4869700 | PTFDB,PTFDA: C60H, C60H-DC, C120, Vigi C60, NG125, C60/C120 Accessories,iC60H, iC60L, iC120, Vigi iC60, Acti 9 C60H-DC, iC60/iC120 Accessories | 4869700 | 0%
A9N18445 | C120H 1P 63A C 15000A 240/415V | 1074700 | PTFDB,PTFDA: C60H, C60H-DC, C120, Vigi C60, NG125, C60/C120 Accessories,iC60H, iC60L, iC120, Vigi iC60, Acti 9 C60H-DC, iC60/iC120 Accessories | 1074700 | 0%
A9N18446 | C120H 1P 80A C 15000A 240/415V | 1152800 | PTFDB,PTFDA: C60H, C60H-DC, C120, Vigi C60, NG125, C60/C120 Accessories,iC60H, iC60L, iC120, Vigi iC60, Acti 9 C60H-DC, iC60/iC120 Accessories | 1152800 | 0%
A9N18447 | C120H 1P 100A C 15000A 240/415V | 1238600 | PTFDB,PTFDA: C60H, C60H-DC, C120, Vigi C60, NG125, C60/C120 Accessories,iC60H, iC60L, iC120, Vigi iC60, Acti 9 C60H-DC, iC60/iC120 Accessories | 1238600 | 0%
A9N18448 | C120H 1P 125A C 15000A 240/415V | 1323300 | PTFDB,PTFDA: C60H, C60H-DC, C120, Vigi C60, NG125, C60/C120 Accessories,iC60H, iC60L, iC120, Vigi iC60, Acti 9 C60H-DC, iC60/iC120 Accessories | 1323300 | 0%
A9N18456 | C120H 2P 63A C 15000A 415V | 2269300 | PTFDB,PTFDA: C60H, C60H-DC, C120, Vigi C60, NG125, C60/C120 Accessories,iC60H, iC60L, iC120, Vigi iC60, Acti 9 C60H-DC, iC60/iC120 Accessories | 2269300 | 0%
A9N18457 | C120H 2P 80A C 15000A 415V | 2352900 | PTFDB,PTFDA: C60H, C60H-DC, C120, Vigi C60, NG125, C60/C120 Accessories,iC60H, iC60L, iC120, Vigi iC60, Acti 9 C60H-DC, iC60/iC120 Accessories | 2352900 | 0%
A9N18458 | C120H 2P 100A C 15000A 415V | 2538800 | PTFDB,PTFDA: C60H, C60H-DC, C120, Vigi C60, NG125, C60/C120 Accessories,iC60H, iC60L, iC120, Vigi iC60, Acti 9 C60H-DC, iC60/iC120 Accessories | 2538800 | 0%
A9N18459 | C120H 2P 125A C 15000A 415V | 2725800 | PTFDB,PTFDA: C60H, C60H-DC, C120, Vigi C60, NG125, C60/C120 Accessories,iC60H, iC60L, iC120, Vigi iC60, Acti 9 C60H-DC, iC60/iC120 Accessories | 2725800 | 0%
A9N18467 | C120H 3P 63A C 15000A 415V MINIATURE CIR | 3528800 | PTFDB,PTFDA: C60H, C60H-DC, C120, Vigi C60, NG125, C60/C120 Accessories,iC60H, iC60L, iC120, Vigi iC60, Acti 9 C60H-DC, iC60/iC120 Accessories | 3528800 | 0%
A9N18468 | C120H 3P 80A C 15000A 415V MINIATURE CIR | 3642100 | PTFDB,PTFDA: C60H, C60H-DC, C120, Vigi C60, NG125, C60/C120 Accessories,iC60H, iC60L, iC120, Vigi iC60, Acti 9 C60H-DC, iC60/iC120 Accessories | 3642100 | 0%
A9N18469 | C120H 3P 100A C 15000A 415V | 3826900 | PTFDB,PTFDA: C60H, C60H-DC, C120, Vigi C60, NG125, C60/C120 Accessories,iC60H, iC60L, iC120, Vigi iC60, Acti 9 C60H-DC, iC60/iC120 Accessories | 3826900 | 0%
A9N18470 | C120H 3P 125A C 15000A 415V MINIATURE CI | 3888500 | PTFDB,PTFDA: C60H, C60H-DC, C120, Vigi C60, NG125, C60/C120 Accessories,iC60H, iC60L, iC120, Vigi iC60, Acti 9 C60H-DC, iC60/iC120 Accessories | 3888500 | 0%
A9N18478 | C120H 4P 63A C 15000A 415V | 4534200 | PTFDB,PTFDA: C60H, C60H-DC, C120, Vigi C60, NG125, C60/C120 Accessories,iC60H, iC60L, iC120, Vigi iC60, Acti 9 C60H-DC, iC60/iC120 Accessories | 4534200 | 0%
A9N18479 | C120H 4P 80A C 15000A 415V MINIATURE CIR | 4583700 | PTFDB,PTFDA: C60H, C60H-DC, C120, Vigi C60, NG125, C60/C120 Accessories,iC60H, iC60L, iC120, Vigi iC60, Acti 9 C60H-DC, iC60/iC120 Accessories | 4583700 | 0%
A9N18480 | C120H 4P 100A C 15000A 415V MINIATURE CI | 4720100 | PTFDB,PTFDA: C60H, C60H-DC, C120, Vigi C60, NG125, C60/C120 Accessories,iC60H, iC60L, iC120, Vigi iC60, Acti 9 C60H-DC, iC60/iC120 Accessories | 4720100 | 0%
A9N18481 | C120H 4P 125A C 15000A 415V | 5016000 | PTFDB,PTFDA: C60H, C60H-DC, C120, Vigi C60, NG125, C60/C120 Accessories,iC60H, iC60L, iC120, Vigi iC60, Acti 9 C60H-DC, iC60/iC120 Accessories | 5016000 | 0%
A9N26924 | AUXILIARY CONTACT OC PLUS 1 SD AND OF AC | 400400 | PTFDB,PTFDA: C60H, C60H-DC, C120, Vigi C60, NG125, C60/C120 Accessories,iC60H, iC60L, iC120, Vigi iC60, Acti 9 C60H-DC, iC60/iC120 Accessories | 400400 | 0%
A9N26927 | AUXILIARY CONTACT ALARM SD AC DC CCC / G | 400400 | PTFDB,PTFDA: C60H, C60H-DC, C120, Vigi C60, NG125, C60/C120 Accessories,iC60H, iC60L, iC120, Vigi iC60, Acti 9 C60H-DC, iC60/iC120 Accessories | 400400 | 0%
A9N26929 | AUXILIARY CONTACT OC PLUS 1 SD AND OF AC | 427900 | PTFDB,PTFDA: C60H, C60H-DC, C120, Vigi C60, NG125, C60/C120 Accessories,iC60H, iC60L, iC120, Vigi iC60, Acti 9 C60H-DC, iC60/iC120 Accessories | 427900 | 0%
A9N26946 | MX SHUNT TRIP MX PLUS 1 OF 220-415VAC DC | 1600500 | PTFDB,PTFDA: C60H, C60H-DC, C120, Vigi C60, NG125, C60/C120 Accessories,iC60H, iC60L, iC120, Vigi iC60, Acti 9 C60H-DC, iC60/iC120 Accessories | 1600500 | 0%
A9N26947 | MX SHUNT TRIP MX PLUS 1 OF 48-130VAC DC | 1537800 | PTFDB,PTFDA: C60H, C60H-DC, C120, Vigi C60, NG125, C60/C120 Accessories,iC60H, iC60L, iC120, Vigi iC60, Acti 9 C60H-DC, iC60/iC120 Accessories | 1537800 | 0%
A9N26948 | MX SHUNT TRIP MX PLUS 1 OF 24VAC DC CCC | 1537800 | PTFDB,PTFDA: C60H, C60H-DC, C120, Vigi C60, NG125, C60/C120 Accessories,iC60H, iC60L, iC120, Vigi iC60, Acti 9 C60H-DC, iC60/iC120 Accessories | 1537800 | 0%
A9N26960 | VOLTAGE RELEASE MN 220-240VAC DC GHOST | 1888700 | PTFDB,PTFDA: C60H, C60H-DC, C120, Vigi C60, NG125, C60/C120 Accessories,iC60H, iC60L, iC120, Vigi iC60, Acti 9 C60H-DC, iC60/iC120 Accessories | 1888700 | 0%
A9N26961 | VOLTAGE RELEASE MN 48VAC DC GHOST | 1399200 | PTFDB,PTFDA: C60H, C60H-DC, C120, Vigi C60, NG125, C60/C120 Accessories,iC60H, iC60L, iC120, Vigi iC60, Acti 9 C60H-DC, iC60/iC120 Accessories | 1399200 | 0%
A9N26963 | VOLTAGE RELEASE MN (S) 220-240VAC DC GHO | 1721500 | PTFDB,PTFDA: C60H, C60H-DC, C120, Vigi C60, NG125, C60/C120 Accessories,iC60H, iC60L, iC120, Vigi iC60, Acti 9 C60H-DC, iC60/iC120 Accessories | 1721500 | 0%
A9N61500 | CIRCUIT BREAKER C60H-DC 250VDC 0,5A 1P C | 1106600 | PTFDB,PTFDA: C60H, C60H-DC, C120, Vigi C60, NG125, C60/C120 Accessories,iC60H, iC60L, iC120, Vigi iC60, Acti 9 C60H-DC, iC60/iC120 Accessories | 1106600 | 0%
A9N61501 | Circuit breaker C60H-DC 250Vdc 1A 1P C | 922900 | PTFDB,PTFDA: DC - C60H, C60H-DC, C120, Vigi C60, NG125, C60/C120 Accessories,iC60H, iC60L, iC120, Vigi iC60, Acti 9 C60H-DC, iC60/iC120 Accessories | 922900 | 0%
A9N61502 | Circuit breaker C60H-DC 250Vdc 2A 1P C | 922900 | PTFDB,PTFDA: DC - C60H, C60H-DC, C120, Vigi C60, NG125, C60/C120 Accessories,iC60H, iC60L, iC120, Vigi iC60, Acti 9 C60H-DC, iC60/iC120 Accessories | 922900 | 0%
A9N61503 | Circuit breaker C60H-DC 250Vdc 3A 1P C | 922900 | PTFDB,PTFDA: DC - C60H, C60H-DC, C120, Vigi C60, NG125, C60/C120 Accessories,iC60H, iC60L, iC120, Vigi iC60, Acti 9 C60H-DC, iC60/iC120 Accessories | 922900 | 0%
A9N61504 | Circuit breaker C60H-DC 250Vdc 4A 1P C | 922900 | PTFDB,PTFDA: DC - C60H, C60H-DC, C120, Vigi C60, NG125, C60/C120 Accessories,iC60H, iC60L, iC120, Vigi iC60, Acti 9 C60H-DC, iC60/iC120 Accessories | 922900 | 0%
A9N61505 | Circuit breaker C60H-DC 250Vdc 5A 1P C | 922900 | PTFDB,PTFDA: DC - C60H, C60H-DC, C120, Vigi C60, NG125, C60/C120 Accessories,iC60H, iC60L, iC120, Vigi iC60, Acti 9 C60H-DC, iC60/iC120 Accessories | 922900 | 0%
A9N61506 | Circuit breaker C60H-DC 250Vdc 6A 1P C | 922900 | PTFDB,PTFDA: DC - C60H, C60H-DC, C120, Vigi C60, NG125, C60/C120 Accessories,iC60H, iC60L, iC120, Vigi iC60, Acti 9 C60H-DC, iC60/iC120 Accessories | 922900 | 0%
A9N61508 | Circuit breaker C60H-DC 250Vdc 10A 1P C | 735900 | PTFDB,PTFDA: DC - C60H, C60H-DC, C120, Vigi C60, NG125, C60/C120 Accessories,iC60H, iC60L, iC120, Vigi iC60, Acti 9 C60H-DC, iC60/iC120 Accessories | 735900 | 0%
A9N61509 | Circuit breaker C60H-DC 250Vdc 13A 1P C | 735900 | PTFDB,PTFDA: DC - C60H, C60H-DC, C120, Vigi C60, NG125, C60/C120 Accessories,iC60H, iC60L, iC120, Vigi iC60, Acti 9 C60H-DC, iC60/iC120 Accessories | 735900 | 0%
A9N61510 | Circuit breaker C60H-DC 250Vdc 15A 1P C | 735900 | PTFDB,PTFDA: DC - C60H, C60H-DC, C120, Vigi C60, NG125, C60/C120 Accessories,iC60H, iC60L, iC120, Vigi iC60, Acti 9 C60H-DC, iC60/iC120 Accessories | 735900 | 0%
A9N61511 | Circuit breaker C60H-DC 250Vdc 16A 1P C | 735900 | PTFDB,PTFDA: DC - C60H, C60H-DC, C120, Vigi C60, NG125, C60/C120 Accessories,iC60H, iC60L, iC120, Vigi iC60, Acti 9 C60H-DC, iC60/iC120 Accessories | 735900 | 0%
A9N61512 | Circuit breaker C60H-DC 250Vdc 20A 1P C | 735900 | PTFDB,PTFDA: DC - C60H, C60H-DC, C120, Vigi C60, NG125, C60/C120 Accessories,iC60H, iC60L, iC120, Vigi iC60, Acti 9 C60H-DC, iC60/iC120 Accessories | 735900 | 0%
A9N61513 | Circuit breaker C60H-DC 250Vdc 25A 1P C | 773300 | PTFDB,PTFDA: DC - C60H, C60H-DC, C120, Vigi C60, NG125, C60/C120 Accessories,iC60H, iC60L, iC120, Vigi iC60, Acti 9 C60H-DC, iC60/iC120 Accessories | 773300 | 0%
A9N61514 | Circuit breaker C60H-DC 250Vdc 30A 1P C | 773300 | PTFDB,PTFDA: DC - C60H, C60H-DC, C120, Vigi C60, NG125, C60/C120 Accessories,iC60H, iC60L, iC120, Vigi iC60, Acti 9 C60H-DC, iC60/iC120 Accessories | 773300 | 0%
A9N61515 | Circuit breaker C60H-DC 250Vdc 32A 1P C | 773300 | PTFDB,PTFDA: DC - C60H, C60H-DC, C120, Vigi C60, NG125, C60/C120 Accessories,iC60H, iC60L, iC120, Vigi iC60, Acti 9 C60H-DC, iC60/iC120 Accessories | 773300 | 0%
A9N61517 | Circuit breaker C60H-DC 250Vdc 40A 1P C | 773300 | PTFDB,PTFDA: DC - C60H, C60H-DC, C120, Vigi C60, NG125, C60/C120 Accessories,iC60H, iC60L, iC120, Vigi iC60, Acti 9 C60H-DC, iC60/iC120 Accessories | 773300 | 0%
A9N61518 | Circuit breaker C60H-DC 250Vdc 50A 1P C | 928400 | PTFDB,PTFDA: DC - C60H, C60H-DC, C120, Vigi C60, NG125, C60/C120 Accessories,iC60H, iC60L, iC120, Vigi iC60, Acti 9 C60H-DC, iC60/iC120 Accessories | 928400 | 0%
A9N61519 | Circuit breaker C60H-DC 250Vdc 63A 1P C | 1114300 | PTFDB,PTFDA: DC - C60H, C60H-DC, C120, Vigi C60, NG125, C60/C120 Accessories,iC60H, iC60L, iC120, Vigi iC60, Acti 9 C60H-DC, iC60/iC120 Accessories | 1114300 | 0%
A9N61520 | Circuit breaker C60H-DC 500Vdc 0,5A 2P | 2214300 | PTFDB,PTFDA: DC - C60H, C60H-DC, C120, Vigi C60, NG125, C60/C120 Accessories,iC60H, iC60L, iC120, Vigi iC60, Acti 9 C60H-DC, iC60/iC120 Accessories | 2214300 | 0%
A9N61521 | Circuit breaker C60H-DC 500Vdc 1A 2P C | 1801800 | PTFDB,PTFDA: DC - C60H, C60H-DC, C120, Vigi C60, NG125, C60/C120 Accessories,iC60H, iC60L, iC120, Vigi iC60, Acti 9 C60H-DC, iC60/iC120 Accessories | 1801800 | 0%
A9N61522 | Circuit breaker C60H-DC 500Vdc 2A 2P C | 1801800 | PTFDB,PTFDA: DC - C60H, C60H-DC, C120, Vigi C60, NG125, C60/C120 Accessories,iC60H, iC60L, iC120, Vigi iC60, Acti 9 C60H-DC, iC60/iC120 Accessories | 1801800 | 0%
A9N61523 | Circuit breaker C60H-DC 500Vdc 3A 2P C | 1801800 | PTFDB,PTFDA: DC - C60H, C60H-DC, C120, Vigi C60, NG125, C60/C120 Accessories,iC60H, iC60L, iC120, Vigi iC60, Acti 9 C60H-DC, iC60/iC120 Accessories | 1801800 | 0%
A9N61524 | Circuit breaker C60H-DC 500Vdc 4A 2P C | 1720400 | PTFDB,PTFDA: DC - C60H, C60H-DC, C120, Vigi C60, NG125, C60/C120 Accessories,iC60H, iC60L, iC120, Vigi iC60, Acti 9 C60H-DC, iC60/iC120 Accessories | 1720400 | 0%
A9N61525 | Circuit breaker C60H-DC 500Vdc 5A 2P C | 1720400 | PTFDB,PTFDA: DC - C60H, C60H-DC, C120, Vigi C60, NG125, C60/C120 Accessories,iC60H, iC60L, iC120, Vigi iC60, Acti 9 C60H-DC, iC60/iC120 Accessories | 1720400 | 0%
A9N61526 | Circuit breaker C60H-DC 500Vdc 6A 2P C | 1567500 | PTFDB,PTFDA: DC - C60H, C60H-DC, C120, Vigi C60, NG125, C60/C120 Accessories,iC60H, iC60L, iC120, Vigi iC60, Acti 9 C60H-DC, iC60/iC120 Accessories | 1567500 | 0%
A9N61528 | Circuit breaker C60H-DC 500Vdc 10A 2P C | 1567500 | PTFDB,PTFDA: DC - C60H, C60H-DC, C120, Vigi C60, NG125, C60/C120 Accessories,iC60H, iC60L, iC120, Vigi iC60, Acti 9 C60H-DC, iC60/iC120 Accessories | 1567500 | 0%
A9N61529 | Circuit breaker C60H-DC 500Vdc 13A 2P C | 1567500 | PTFDB,PTFDA: DC - C60H, C60H-DC, C120, Vigi C60, NG125, C60/C120 Accessories,iC60H, iC60L, iC120, Vigi iC60, Acti 9 C60H-DC, iC60/iC120 Accessories | 1567500 | 0%
A9N61530 | Circuit breaker C60H-DC 500Vdc 15A 2P C | 1567500 | PTFDB,PTFDA: DC - C60H, C60H-DC, C120, Vigi C60, NG125, C60/C120 Accessories,iC60H, iC60L, iC120, Vigi iC60, Acti 9 C60H-DC, iC60/iC120 Accessories | 1567500 | 0%
A9N61531 | Circuit breaker C60H-DC 500Vdc 16A 2P C | 1655500 | PTFDB,PTFDA: DC - C60H, C60H-DC, C120, Vigi C60, NG125, C60/C120 Accessories,iC60H, iC60L, iC120, Vigi iC60, Acti 9 C60H-DC, iC60/iC120 Accessories | 1655500 | 0%
A9N61532 | Circuit breaker C60H-DC 500Vdc 20A 2P C | 1655500 | PTFDB,PTFDA: DC - C60H, C60H-DC, C120, Vigi C60, NG125, C60/C120 Accessories,iC60H, iC60L, iC120, Vigi iC60, Acti 9 C60H-DC, iC60/iC120 Accessories | 1655500 | 0%
A9N61533 | Circuit breaker C60H-DC 500Vdc 25A 2P C | 1701700 | PTFDB,PTFDA: DC - C60H, C60H-DC, C120, Vigi C60, NG125, C60/C120 Accessories,iC60H, iC60L, iC120, Vigi iC60, Acti 9 C60H-DC, iC60/iC120 Accessories | 1701700 | 0%
A9N61534 | Circuit breaker C60H-DC 500Vdc 30A 2P C | 1701700 | PTFDB,PTFDA: DC - C60H, C60H-DC, C120, Vigi C60, NG125, C60/C120 Accessories,iC60H, iC60L, iC120, Vigi iC60, Acti 9 C60H-DC, iC60/iC120 Accessories | 1701700 | 0%
A9N61535 | Circuit breaker C60H-DC 500Vdc 32A 2P C | 1701700 | PTFDB,PTFDA: DC - C60H, C60H-DC, C120, Vigi C60, NG125, C60/C120 Accessories,iC60H, iC60L, iC120, Vigi iC60, Acti 9 C60H-DC, iC60/iC120 Accessories | 1701700 | 0%
A9N61537 | Circuit breaker C60H-DC 500Vdc 40A 2P C | 1731400 | PTFDB,PTFDA: DC - C60H, C60H-DC, C120, Vigi C60, NG125, C60/C120 Accessories,iC60H, iC60L, iC120, Vigi iC60, Acti 9 C60H-DC, iC60/iC120 Accessories | 1731400 | 0%
A9N61538 | Circuit breaker C60H-DC 500Vdc 50A 2P C | 2041600 | PTFDB,PTFDA: DC - C60H, C60H-DC, C120, Vigi C60, NG125, C60/C120 Accessories,iC60H, iC60L, iC120, Vigi iC60, Acti 9 C60H-DC, iC60/iC120 Accessories | 2041600 | 0%
A9N61539 | Circuit breaker C60H-DC 500Vdc 63A 2P C | 2450800 | PTFDB,PTFDA: DC - C60H, C60H-DC, C120, Vigi C60, NG125, C60/C120 Accessories,iC60H, iC60L, iC120, Vigi iC60, Acti 9 C60H-DC, iC60/iC120 Accessories | 2450800 | 0%
A9R11291 | ACTI9 IID 2P 100A 30MA AC-TYPE RESIDUAL | 4283400 | PTFDA: Multi9 RCCB, iID, iIDK | 4283400 | 0%
A9R12240 | ACTI9 IID 2P 40A 100MA AC-TYPE RESIDUAL | 1586200 | PTFDA: Multi9 RCCB, iID, iIDK | 1586200 | 0%
A9R12263 | ACTI9 IID 2P 63A 100MA AC-TYPE RESIDUAL | 2081200 | PTFDA: Multi9 RCCB, iID, iIDK | 2081200 | 0%
A9R12291 | ACTI9 IID 2P 100A 100MA AC-TYPE RESIDUAL | 3426500 | PTFDA: Multi9 RCCB, iID, iIDK | 3426500 | 0%
A9R12440 | ACTI9 IID 4P 40A 100MA AC-TYPE RESIDUAL | 2175800 | PTFDA: Multi9 RCCB, iID, iIDK | 2175800 | 0%
A9R12463 | ACTI9 IID 4P 63A 100MA AC-TYPE RESIDUAL | 3328600 | PTFDA: Multi9 RCCB, iID, iIDK | 3328600 | 0%
A9R14291 | ACTI9 IID 2P 100A 300MA AC-TYPE RESIDUAL | 2999700 | PTFDA: Multi9 RCCB, iID, iIDK | 2999700 | 0%
A9R14491 | ACTI9 IID 4P 100A 300MA AC-TYPE RESIDUAL | 4798200 | PTFDA: Multi9 RCCB, iID, iIDK | 4798200 | 0%
A9R15491 | ACTI9 IID 4P 100A 300MA-S AC-TYPE RESIDU | 6716600 | PTFDA: Multi9 RCCB, iID, iIDK | 6716600 | 0%
A9R50225 | ACTI9 IID K 2P 25A 30MA AC-TYPE RESIDUAL | 1212200 | PTFDA: Multi9 RCCB, iID, iIDK | 1212200 | 0%
A9R50240 | ACTI9 IID K 2P 40A 30MA AC-TYPE RESIDUAL | 1278200 | PTFDA: Multi9 RCCB, iID, iIDK | 1278200 | 0%
A9R50425 | ACTI9 IID K 4P 25A 30MA AC-TYPE RESIDUAL | 1941500 | PTFDA: Multi9 RCCB, iID, iIDK | 1941500 | 0%
A9R50440 | ACTI9 IID K 4P 40A 30MA AC-TYPE RESIDUAL | 2043800 | PTFDA: Multi9 RCCB, iID, iIDK | 2043800 | 0%
A9R70463 | ACTI9 IID K 4P 63A 30MA AC-TYPE RESIDUAL | 3476000 | PTFDA: Multi9 RCCB, iID, iIDK | 3476000 | 0%
A9R71225 | ACTI9 IID 2P 25A 30MA AC-TYPE RESIDUAL C | 1447600 | PTFDA: Multi9 RCCB, iID, iIDK | 1447600 | 0%
A9R71240 | ACTI9 IID 2P 40A 30MA AC-TYPE RESIDUAL C | 1523500 | PTFDA: Multi9 RCCB, iID, iIDK | 1523500 | 0%
A9R71263 | ACTI9 IID 2P 63A 30MA AC-TYPE RESIDUAL C | 2601500 | PTFDA: Multi9 RCCB, iID, iIDK | 2601500 | 0%
A9R71440 | ACTI9 IID 4P 40A 30MA AC-TYPE RESIDUAL C | 2448600 | PTFDA: Multi9 RCCB, iID, iIDK | 2448600 | 0%
A9R71463 | ACTI9 IID 4P 63A 30MA AC-TYPE RESIDUAL C | 4160200 | PTFDA: Multi9 RCCB, iID, iIDK | 4160200 | 0%
A9R74225 | ACTI9 IID 2P 25A 300MA AC-TYPE RESIDUAL | 1599400 | PTFDA: Multi9 RCCB, iID, iIDK | 1599400 | 0%
A9R74240 | ACTI9 IID 2P 40A 300MA AC-TYPE RESIDUAL | 1745700 | PTFDA: Multi9 RCCB, iID, iIDK | 1745700 | 0%
A9R74263 | ACTI9 IID 2P 63A 300MA AC-TYPE RESIDUAL | 1820500 | PTFDA: Multi9 RCCB, iID, iIDK | 1820500 | 0%
A9R74440 | ACTI9 IID 4P 40A 300MA AC-TYPE RESIDUAL | 2398000 | PTFDA: Multi9 RCCB, iID, iIDK | 2398000 | 0%
A9R74463 | ACTI9 IID 4P 63A 300MA AC-TYPE RESIDUAL | 2912800 | PTFDA: Multi9 RCCB, iID, iIDK | 2912800 | 0%
A9R75225 | ACTI9 IID K 2P 25A 300MA AC-TYPE RESIDUA | 1335400 | PTFDA: Multi9 RCCB, iID, iIDK | 1335400 | 0%
A9R75240 | ACTI9 IID K 2P 40A 300MA AC-TYPE RESIDUA | 1456400 | PTFDA: Multi9 RCCB, iID, iIDK | 1456400 | 0%
A9R75425 | ACTI9 IID K 4P 25A 300MA AC-TYPE RESIDUA | 1903000 | PTFDA: Multi9 RCCB, iID, iIDK | 1903000 | 0%
A9R75440 | ACTI9 IID K 4P 40A 300MA AC-TYPE RESIDUA | 2002000 | PTFDA: Multi9 RCCB, iID, iIDK | 2002000 | 0%
A9R75463 | ACTI9 IID K 4P 63A 300MA AC-TYPE RESIDUA | 2433200 | PTFDA: Multi9 RCCB, iID, iIDK | 2433200 | 0%
A9S60120 | ACTI9 ISW SWITCH 1P 20A 250V | 212300 | PTFDA, PTLRC: Multi9 TL, Impulse relays, Time delay relay, Isolator ,STI, Acti 9 iTL, iSW, Timer switch, IC, Motion sensor | 212300 | 0%
A9S60132 | ACTI9 ISW SWITCH 1P 32A 250V | 267300 | PTFDA, PTLRC: Multi9 TL, Impulse relays, Time delay relay, Isolator ,STI, Acti 9 iTL, iSW, Timer switch, IC, Motion sensor | 267300 | 0%
A9S60220 | ACTI9 ISW SWITCH 2P 20A 415V | 350900 | PTFDA, PTLRC: Multi9 TL, Impulse relays, Time delay relay, Isolator ,STI, Acti 9 iTL, iSW, Timer switch, IC, Motion sensor | 350900 | 0%
A9S60232 | ACTI9 ISW SWITCH 2P 32A 415V | 419100 | PTFDA, PTLRC: Multi9 TL, Impulse relays, Time delay relay, Isolator ,STI, Acti 9 iTL, iSW, Timer switch, IC, Motion sensor | 419100 | 0%
A9S60332 | ACTI9 ISW SWITCH 3P 32A 415V | 640200 | PTFDA, PTLRC: Multi9 TL, Impulse relays, Time delay relay, Isolator ,STI, Acti 9 iTL, iSW, Timer switch, IC, Motion sensor | 640200 | 0%
A9S60432 | ACTI9 ISW SWITCH 4P 32A 415V | 826100 | PTFDA, PTLRC: Multi9 TL, Impulse relays, Time delay relay, Isolator ,STI, Acti 9 iTL, iSW, Timer switch, IC, Motion sensor | 826100 | 0%
A9S65163 | ACTI9 ISW SWITCH 1P 63A 250VAC | 511500 | PTFDA, PTLRC: Multi9 TL, Impulse relays, Time delay relay, Isolator ,STI, Acti 9 iTL, iSW, Timer switch, IC, Motion sensor | 511500 | 0%
A9S65191 | ACTI9 ISW SWITCH 1P 100A 250VAC | 1386000 | PTFDA, PTLRC: Multi9 TL, Impulse relays, Time delay relay, Isolator ,STI, Acti 9 iTL, iSW, Timer switch, IC, Motion sensor | 1386000 | 0%
A9S65263 | ACTI9 ISW SWITCH 2P 63A 415VAC | 767800 | PTFDA, PTLRC: Multi9 TL, Impulse relays, Time delay relay, Isolator ,STI, Acti 9 iTL, iSW, Timer switch, IC, Motion sensor | 767800 | 0%
A9S65291 | ACTI9 ISW SWITCH 2P 100A 415VAC | 2081200 | PTFDA, PTLRC: Multi9 TL, Impulse relays, Time delay relay, Isolator ,STI, Acti 9 iTL, iSW, Timer switch, IC, Motion sensor | 2081200 | 0%
A9S65363 | ACTI9 ISW SWITCH 3P 63A 415VAC | 1290300 | PTFDA, PTLRC: Multi9 TL, Impulse relays, Time delay relay, Isolator ,STI, Acti 9 iTL, iSW, Timer switch, IC, Motion sensor | 1290300 | 0%
A9S65391 | ACTI9 ISW SWITCH 3P 100A 415VAC | 3328600 | PTFDA, PTLRC: Multi9 TL, Impulse relays, Time delay relay, Isolator ,STI, Acti 9 iTL, iSW, Timer switch, IC, Motion sensor | 3328600 | 0%
A9S65463 | ACTI9 ISW SWITCH 4P 63A 415VAC | 1667600 | PTFDA, PTLRC: Multi9 TL, Impulse relays, Time delay relay, Isolator ,STI, Acti 9 iTL, iSW, Timer switch, IC, Motion sensor | 1667600 | 0%
A9S65491 | ACTI9 ISW SWITCH 4P 100A 415VAC | 4514400 | PTFDA, PTLRC: Multi9 TL, Impulse relays, Time delay relay, Isolator ,STI, Acti 9 iTL, iSW, Timer switch, IC, Motion sensor | 4514400 | 0%
A9V25263 | ACTI9 VIGI IC60 2P 63A 300MA-S A-TYPE AD | 4357100 | PTFDB,PTFDA: C60H, C60H-DC, C120, Vigi C60, NG125, C60/C120 Accessories,iC60H, iC60L, iC120, Vigi iC60, Acti 9 C60H-DC, iC60/iC120 Accessories | 4357100 | 0%
A9V25363 | ACTI9 VIGI IC60 3P 63A 300MA-S A-TYPE AD | 5880600 | PTFDB,PTFDA: C60H, C60H-DC, C120, Vigi C60, NG125, C60/C120 Accessories,iC60H, iC60L, iC120, Vigi iC60, Acti 9 C60H-DC, iC60/iC120 Accessories | 5880600 | 0%
A9V25463 | ACTI9 VIGI IC60 4P 63A 300MA-S A-TYPE AD | 6751800 | PTFDB,PTFDA: C60H, C60H-DC, C120, Vigi C60, NG125, C60/C120 Accessories,iC60H, iC60L, iC120, Vigi iC60, Acti 9 C60H-DC, iC60/iC120 Accessories | 6751800 | 0%
A9V41225 | ACTI9 VIGI IC60 2P 25A 30MA AC-TYPE ADD- | 2965600 | PTFDB,PTFDA: C60H, C60H-DC, C120, Vigi C60, NG125, C60/C120 Accessories,iC60H, iC60L, iC120, Vigi iC60, Acti 9 C60H-DC, iC60/iC120 Accessories | 2965600 | 0%
A9V41263 | ACTI9 VIGI IC60 2P 63A 30MA AC-TYPE ADD- | 4445100 | PTFDB,PTFDA: C60H, C60H-DC, C120, Vigi C60, NG125, C60/C120 Accessories,iC60H, iC60L, iC120, Vigi iC60, Acti 9 C60H-DC, iC60/iC120 Accessories | 4445100 | 0%
A9V41325 | ACTI9 VIGI IC60 3P 25A 30MA AC-TYPE ADD- | 4000700 | PTFDB,PTFDA: C60H, C60H-DC, C120, Vigi C60, NG125, C60/C120 Accessories,iC60H, iC60L, iC120, Vigi iC60, Acti 9 C60H-DC, iC60/iC120 Accessories | 4000700 | 0%
A9V41363 | ACTI9 VIGI IC60 3P 63A 30MA AC-TYPE ADD- | 6001600 | PTFDB,PTFDA: C60H, C60H-DC, C120, Vigi C60, NG125, C60/C120 Accessories,iC60H, iC60L, iC120, Vigi iC60, Acti 9 C60H-DC, iC60/iC120 Accessories | 6001600 | 0%
A9V41425 | ACTI9 VIGI IC60 4P 25A 30MA AC-TYPE ADD- | 4592500 | PTFDB,PTFDA: C60H, C60H-DC, C120, Vigi C60, NG125, C60/C120 Accessories,iC60H, iC60L, iC120, Vigi iC60, Acti 9 C60H-DC, iC60/iC120 Accessories | 4592500 | 0%
A9V41463 | ACTI9 VIGI IC60 4P 63A 30MA AC-TYPE ADD- | 6889300 | PTFDB,PTFDA: C60H, C60H-DC, C120, Vigi C60, NG125, C60/C120 Accessories,iC60H, iC60L, iC120, Vigi iC60, Acti 9 C60H-DC, iC60/iC120 Accessories | 6889300 | 0%
A9V44225 | ACTI9 VIGI IC60 2P 25A 300MA AC-TYPE ADD | 2074600 | PTFDB,PTFDA: C60H, C60H-DC, C120, Vigi C60, NG125, C60/C120 Accessories,iC60H, iC60L, iC120, Vigi iC60, Acti 9 C60H-DC, iC60/iC120 Accessories | 2074600 | 0%
A9V44263 | ACTI9 VIGI IC60 2P 63A 300MA AC-TYPE ADD | 3111900 | PTFDB,PTFDA: C60H, C60H-DC, C120, Vigi C60, NG125, C60/C120 Accessories,iC60H, iC60L, iC120, Vigi iC60, Acti 9 C60H-DC, iC60/iC120 Accessories | 3111900 | 0%
A9V44325 | ACTI9 VIGI IC60 3P 25A 300MA AC-TYPE ADD | 2799500 | PTFDB,PTFDA: C60H, C60H-DC, C120, Vigi C60, NG125, C60/C120 Accessories,iC60H, iC60L, iC120, Vigi iC60, Acti 9 C60H-DC, iC60/iC120 Accessories | 2799500 | 0%
A9V44363 | ACTI9 VIGI IC60 3P 63A 300MA AC-TYPE ADD | 4199800 | PTFDB,PTFDA: C60H, C60H-DC, C120, Vigi C60, NG125, C60/C120 Accessories,iC60H, iC60L, iC120, Vigi iC60, Acti 9 C60H-DC, iC60/iC120 Accessories | 4199800 | 0%
A9V44425 | ACTI9 VIGI IC60 4P 25A 300MA AC-TYPE ADD | 3215300 | PTFDB,PTFDA: C60H, C60H-DC, C120, Vigi C60, NG125, C60/C120 Accessories,iC60H, iC60L, iC120, Vigi iC60, Acti 9 C60H-DC, iC60/iC120 Accessories | 3215300 | 0%
ACTRJ30M5ENSUWE | Non-Shutter Modular Jack,Cat.5E UTP 30M, | 124300 | PTWDA, PTLRC: Basic and Core offer | 124300 | 0%
CK237 | SURFACE BOX FOR SERIES 30 | 29700 | PTWDA: Isolator, Installation box | 29700 | 0%
CON224_ABE_G5 | EMPTY FLOOR OUTLET W. BOX FOR SERIES CONCEPT, ALUMINIUM COLOR | 1278200 | PTWDA, PTLRC: Basic and Core offer | 1217700 | 4.968%
DS036_WE | ADAPTABLE BOX, 4''x4"x2" | 41800 | PTWDA: Isolator, Installation box | 41800 | 0%
DS039_WE | ADAPTABLE BOX, 6''x6"x3" | 121000 | PTWDA: Isolator, Installation box | 121000 | 0%
E15_15R_WE | 15A 3 ROUND PIN SINGLE SWITCHED SOCKET | 212300 | PTWDA, PTLRC: Basic and Core offer | 212300 | 0%
E15R_WE | 13A 3P SINGLE SWITCH SOCKET, BRISTISH | 151800 | PTWDA, PTLRC: Basic and Core offer | 151800 | 0%
E223M_TR | IP55, WP for 1 gang square plate | 422400 | PTWDA, PTLRC: Basic and Core offer | 422400 | 0%
E223R_TR | IP55, WP for 1 gang square plate | 422400 | PTWDA, PTLRC: Basic and Core offer | 341000 | 23.87%
E224F_ABE | EMPTY FLOOR OUTLET W. BOX FOR SERIES FLEXI, ALUMINIUM COLOR | 1278200 | PTWDA, PTLRC: Basic and Core offer | 1217700 | 4.968%
E224F_BAS | EMPTY FLOOR OUTLET W. BOX FOR SERIES FLEXI, BRASS COLOR | 1610400 | PTWDA, PTLRC: Basic and Core offer | 1533400 | 5.022%
E257DBE_C5 | 1G back box for BS | 34100 | PTWDA: Isolator, Installation box | 34100 | 0%
E25N_WE | 13A 3P DUPLEX SWITCH SOCKET W. NEON, BRISTISH | 504900 | PTWDA, PTLRC: Basic and Core offer | 504900 | 0%
E25R_WE | 13A 3P DUPLEX SWITCH SOCKET, BRISTISH | 422400 | PTWDA, PTLRC: Basic and Core offer | 422400 | 0%
E25UES_G19 | 16A 3PIN DUPLEX SWITCHED SOCKET | 184800 | PTWDA, PTLRC: Basic and Core offer | 184800 | 0%
E30_1M_D_G19 | 10AX 1 WAY SWITCH | 19800 | PTWDA, PTLRC: Basic and Core offer | 19800 | 0%
E31_WE | 1 GANG SQUARE PLATE | 40700 | PTWDA, PTLRC: Basic and Core offer | 40700 | 0%
E31KT_WE_C5 | 20A DP key switch | 495000 | PTWDA, PTLRC: Basic and Core offer | 495000 | 0%
E31X_WE | SQUARE BLANK PLATE | 52800 | PTWDA, PTLRC: Basic and Core offer | 52800 | 0%
E32_WE | 2 GANG SQUARE PLATE | 40700 | PTWDA, PTLRC: Basic and Core offer | 40700 | 0%
E32NGN_G19 | NEON INDICATOR, GREEN | 49500 | PTWDA, PTLRC: Basic and Core offer | 49500 | 0%
E32NRD_G19 | NEON INDICATOR, RED | 49500 | PTWDA, PTLRC: Basic and Core offer | 49500 | 0%
E33_WE | 3 GANG SQUARE PLATE | 40700 | PTWDA, PTLRC: Basic and Core offer | 40700 | 0%
E426_15_WE | 15A 3 ROUND PIN SINGLE SOCKET | 136400 | PTWDA, PTLRC: Basic and Core offer | 136400 | 0%
E426_16_WE | 16A SCHUKO SOCKET | 178200 | PTWDA, PTLRC: Basic and Core offer | 178200 | 0%
E426UEST_G19 | 16A 3 PIN SINGLE SOCKET (COMPLETE SET) | 111100 | PTWDA, PTLRC: Basic and Core offer | 111100 | 0%
E426UEST2_T_G19 | 16A 3 PIN DUPLEX SOCKET (COMPLETE SET) | 141900 | PTWDA, PTLRC: Basic and Core offer | 141900 | 0%
E426UEX_G19 | 16A 3 PIN SINGLE SOCKET & 1 SWITCH APERTURE (W.O SURROUND) | 129800 | PTWDA, PTLRC: Basic and Core offer | 129800 | 0%
E426UST_G19 | 16A 2 PIN SINGLE SOCKET (COMPLETE SET) | 62700 | PTWDA, PTLRC: Basic and Core offer | 62700 | 0%
E426UST2CB_G19 | 16A 2 PIN DUPLEX SOCKET (COMPLETE SET) | 105600 | PTWDA, PTLRC: Basic and Core offer | 105600 | 0%
E426UX_G19 | 16A 2 PIN SINGLE SOCKET & 1 SWITCH APERTURE | 96800 | PTWDA, PTLRC: Basic and Core offer | 96800 | 0%
E426UXX_G19 | 16A 2 PIN SINGLE SOCKET & 2 SWITCH APERTURE | 96800 | PTWDA, PTLRC: Basic and Core offer | 96800 | 0%
E727_WE | 110/240V SHAVER SOCKET (VERTICAL) | 1403600 | PTWDA, PTLRC: Basic and Core offer | 1403600 | 0%
E8315TS_WE_G19 | 16A 250V 1 G sw int'l Skt, WE | 436700 | PTWDA, PTLRC: Premium offer - AvatarOn, Vivace | 436700 | 0%
E8315TS_WG_G19 | 16A 250V 1 G sw int'l Skt, , wine gold | 546700 | PTWDA, PTLRC: Premium offer - AvatarOn, Vivace | 546700 | 0%
E8330FSG_WD_G19 | 13A 250V 1G Fused Connection Unit, dark wood | 471900 | PTWDA, PTLRC: Premium offer - AvatarOn, Vivace | 471900 | 0%
E8330FSG_WE_G19 | 13A 250V 1G Fused Connection Unit, White | 348700 | PTWDA, PTLRC: Premium offer - AvatarOn, Vivace | 348700 | 0%
E8330FSG_WG_G19 | 13A 250V 1G Fused Connection Unit, wine gold | 453200 | PTWDA, PTLRC: Premium offer - AvatarOn, Vivace | 453200 | 0%
E8330FSGN_WD_G19 | 13A 250V 1G Fused Connection Unit w. indicator, dark wood | 589600 | PTWDA, PTLRC: Premium offer - AvatarOn, Vivace | 589600 | 0%
E8330FSGN_WE_G19 | 13A 250V 1G Fused Connection Unit w. indicator, White | 430100 | PTWDA, PTLRC: Premium offer - AvatarOn, Vivace | 430100 | 0%
E8330FSGN_WG_G19 | 13A 250V 1G Fused Connection Unit w. indicator, wine gold | 589600 | PTWDA, PTLRC: Premium offer - AvatarOn, Vivace | 589600 | 0%
E8330X_WD_G19 | 1G Blank Plate, dark wood | 174900 | PTWDA, PTLRC: Premium offer - AvatarOn, Vivace | 174900 | 0%
E8330X_WE_G19 | 1G Blank Plate, White | 116600 | PTWDA, PTLRC: Premium offer - AvatarOn, Vivace | 116600 | 0%
E8330X_WG_G19 | 1G Blank Plate, wine gold | 151800 | PTWDA, PTLRC: Premium offer - AvatarOn, Vivace | 151800 | 0%
E8331_26_WE_G19 | 2G Blacket, White | 81400 | PTWDA, PTLRC: Premium offer - AvatarOn, Vivace | 81400 | 0%
E8331_26_WG_G19 | 2G Blacket, wine gold | 102300 | PTWDA, PTLRC: Premium offer - AvatarOn, Vivace | 102300 | 0%
E8331_36_WE_G19 | 3G Blacket, White | 81400 | PTWDA, PTLRC: Premium offer - AvatarOn, Vivace | 81400 | 0%
E8331_36_WG_G19 | 3G Blacket, wine gold | 102300 | PTWDA, PTLRC: Premium offer - AvatarOn, Vivace | 102300 | 0%
E8331_46_WE_G19 | 4G Blacket, White | 114400 | PTWDA, PTLRC: Premium offer - AvatarOn, Vivace | 114400 | 0%
E8331_46_WG_G19 | 4G Blacket, wine gold | 145200 | PTWDA, PTLRC: Premium offer - AvatarOn, Vivace | 145200 | 0%
E8331_56_WE_G19 | 5G Blacket, White | 114400 | PTWDA, PTLRC: Premium offer - AvatarOn, Vivace | 114400 | 0%
E8331_56_WG_G19 | 5G Blacket, wine gold | 145200 | PTWDA, PTLRC: Premium offer - AvatarOn, Vivace | 145200 | 0%
E8331_WD_G19 | 1G Sw Cover, dark wood | 150700 | PTWDA, PTLRC: Premium offer - AvatarOn, Vivace | 150700 | 0%
E8331_WE_G19 | 1G Sw Cover, White | 81400 | PTWDA, PTLRC: Premium offer - AvatarOn, Vivace | 81400 | 0%
E8331_WG_G19 | 1G Sw Cover, wine gold | 137500 | PTWDA, PTLRC: Premium offer - AvatarOn, Vivace | 137500 | 0%
E8331BPDMW_WD_G19 | DND, PCU, PW Ind w Bell SW, dark wood | 902000 | PTWDA, PTLRC: Premium offer - AvatarOn, Vivace | 902000 | 0%
E8331BPDMW_WE_G19 | DND, PCU, PW Ind w Bell SW, White | 653400 | PTWDA, PTLRC: Premium offer - AvatarOn, Vivace | 653400 | 0%
E8331BPDMW_WG_G19 | DND, PCU, PW Ind w Bell SW, wine gold | 784300 | PTWDA, PTLRC: Premium offer - AvatarOn, Vivace | 784300 | 0%
E8331BPL1_WD_G19 | 10A 250V 1G BP Sw, dark wood | 313500 | PTWDA, PTLRC: Premium offer - AvatarOn, Vivace | 313500 | 0%
E8331BPL1_WE_G19 | 10A 250V 1G BP Sw, White | 226600 | PTWDA, PTLRC: Premium offer - AvatarOn, Vivace | 226600 | 0%
E8331BPL1_WG_G19 | 10A 250V 1G BP Sw, wine gold | 286000 | PTWDA, PTLRC: Premium offer - AvatarOn, Vivace | 286000 | 0%
E8331D20N_WD_G19 | 20A 250V 1G DP Switch with LED, dark wood | 515900 | PTWDA, PTLRC: Premium offer - AvatarOn, Vivace | 515900 | 0%
E8331D20N_WE_G19 | 20A 250V 1G DP Switch with LED, White | 372900 | PTWDA, PTLRC: Premium offer - AvatarOn, Vivace | 372900 | 0%
E8331D20N_WG_G19 | 20A 250V 1G DP Switch with LED, wine gold | 515900 | PTWDA, PTLRC: Premium offer - AvatarOn, Vivace | 515900 | 0%
E8331D32N_WD_G19 | 32A 250V 1G DP Switch with LED, dark wood | 987800 | PTWDA, PTLRC: Premium offer - AvatarOn, Vivace | 987800 | 0%
E8331D32N_WE_G19 | 32A 250V 1G DP Switch with LED, White | 748000 | PTWDA, PTLRC: Premium offer - AvatarOn, Vivace | 748000 | 0%
E8331D32N_WG_G19 | 32A 250V 1G DP Switch with LED, wine gold | 897600 | PTWDA, PTLRC: Premium offer - AvatarOn, Vivace | 897600 | 0%
E8331D45N_WD_G19 | 45A 250V 1G DP Switch with LED, dark wood | 1690700 | PTWDA, PTLRC: Premium offer - AvatarOn, Vivace | 1690700 | 0%
E8331D45N_WE_G19 | 45A 250V 1G DP Switch with LED, White | 1280400 | PTWDA, PTLRC: Premium offer - AvatarOn, Vivace | 1280400 | 0%
E8331D45N_WG_G19 | 45A 250V 1G DP Switch with LED, wine gold | 1536700 | PTWDA, PTLRC: Premium offer - AvatarOn, Vivace | 1536700 | 0%
E8331DFSGN_WD_G19 | 13A 250V 1G Fused Con w DP Sw&LED, WE | 809600 | PTWDA, PTLRC: Premium offer - AvatarOn, Vivace | 809600 | 0%
E8331DFSGN_WE_G19 | 13A 250V 1G Fused Con w DP Sw&LED, WE | 644600 | PTWDA, PTLRC: Premium offer - AvatarOn, Vivace | 644600 | 0%
E8331DFSGN_WG_G19 | 13A 250V 1G Fused Con w DP Sw&LED, , wine gold | 809600 | PTWDA, PTLRC: Premium offer - AvatarOn, Vivace | 809600 | 0%
E8331EKT_WD_G19 | 250V 16A Elec Keycard SW, dark wood | 1679700 | PTWDA, PTLRC: Premium offer - AvatarOn, Vivace | 1679700 | 0%
E8331EKT_WE_G19 | 250V 16A Elec Keycard SW, White | 1217700 | PTWDA, PTLRC: Premium offer - AvatarOn, Vivace | 1217700 | 0%
E8331EKT_WG_G19 | 250V 16A Elec Keycard SW, wine gold | 1460800 | PTWDA, PTLRC: Premium offer - AvatarOn, Vivace | 1460800 | 0%
E8331KH_WD_G19 | 1G Sw Cover w Keyholder, dark wood | 196900 | PTWDA, PTLRC: Premium offer - AvatarOn, Vivace | 196900 | 0%
E8331KH_WE_G19 | 1G Sw Cover w Keyholder, White | 123200 | PTWDA, PTLRC: Premium offer - AvatarOn, Vivace | 123200 | 0%
E8331KH_WG_G19 | 1G Sw Cover w Keyholder, wine gold | 180400 | PTWDA, PTLRC: Premium offer - AvatarOn, Vivace | 180400 | 0%
E8331KPB_WD_G19 | Panic Button w Key Reset, dark wood | 330000 | PTWDA, PTLRC: Premium offer - AvatarOn, Vivace | 330000 | 0%
E8331KPB_WE_G19 | Panic Button w Key Reset, White | 238700 | PTWDA, PTLRC: Premium offer - AvatarOn, Vivace | 238700 | 0%
E8331KPB_WG_G19 | Panic Button w Key Reset, wine gold | 301400 | PTWDA, PTLRC: Premium offer - AvatarOn, Vivace | 301400 | 0%
E8331L1LED_WD_G19 | 16AX 250V 1G 1W Sw w LED, dark wood | 215600 | PTWDA, PTLRC: Premium offer - AvatarOn, Vivace | 215600 | 0%
E8331L1LED_WE_G19 | 16AX 250V 1G 1W Sw w LED, White | 156200 | PTWDA, PTLRC: Premium offer - AvatarOn, Vivace | 156200 | 0%
E8331L1LED_WG_G19 | 16AX 250V 1G 1W Sw w LED, wine gold | 196900 | PTWDA, PTLRC: Premium offer - AvatarOn, Vivace | 196900 | 0%
E8331L2LED_WD_G19 | 16AX 250V 1G 2W Sw w LED, dark wood | 258500 | PTWDA, PTLRC: Premium offer - AvatarOn, Vivace | 258500 | 0%
E8331L2LED_WE_G19 | 16AX 250V 1G 2W Sw w LED, White | 187000 | PTWDA, PTLRC: Premium offer - AvatarOn, Vivace | 187000 | 0%
E8331L2LED_WG_G19 | 16AX 250V 1G 2W Sw w LED, wine gold | 235400 | PTWDA, PTLRC: Premium offer - AvatarOn, Vivace | 235400 | 0%
E8331M_WE_G19 | 16AX 250V 1G Intermediate Sw, White | 276100 | PTWDA, PTLRC: Premium offer - AvatarOn, Vivace | 276100 | 0%
E8331M_WG_G19 | 16AX 250V 1G Intermediate Sw, wine gold | 347600 | PTWDA, PTLRC: Premium offer - AvatarOn, Vivace | 347600 | 0%
E8331PRL1_WD_G19 | 4A 250V 1G Momentary Sw, dark wood | 330000 | PTWDA, PTLRC: Premium offer - AvatarOn, Vivace | 330000 | 0%
E8331PRL1_WE_G19 | 4A 250V 1G Momentary Sw, White | 238700 | PTWDA, PTLRC: Premium offer - AvatarOn, Vivace | 238700 | 0%
E8331PRL1_WG_G19 | 4A 250V 1G Momentary Sw, wine gold | 301400 | PTWDA, PTLRC: Premium offer - AvatarOn, Vivace | 301400 | 0%
E8331RJS4_WD_G19 | 1G Tel Socket, Shuttered Wallplate, dark wood | 256300 | PTWDA, PTLRC: Premium offer - AvatarOn, Vivace | 256300 | 0%
E8331RJS4_WE_G19 | 1G Tel Socket, Shuttered Wallplate, White | 194700 | PTWDA, PTLRC: Premium offer - AvatarOn, Vivace | 194700 | 0%
E8331RJS4_WG_G19 | 1G Tel Socket, Shuttered Wallplate, wine gold | 233200 | PTWDA, PTLRC: Premium offer - AvatarOn, Vivace | 233200 | 0%
E8331RJS5_WD_G19 | 1G RJ45 Data Cat5E, Shuttered, dark wood | 334400 | PTWDA, PTLRC: Premium offer - AvatarOn, Vivace | 334400 | 0%
E8331RJS5_WE_G19 | 1G RJ45 Data Cat5E, Shuttered, White | 253000 | PTWDA, PTLRC: Premium offer - AvatarOn, Vivace | 253000 | 0%
E8331RJS5_WG_G19 | 1G RJ45 Data Cat5E, Shuttered, wine gold | 303600 | PTWDA, PTLRC: Premium offer - AvatarOn, Vivace | 303600 | 0%
E8331RJS6_WE_G19 | 1G RJ45 Data Cat6, Shuttered, White | 350900 | PTWDA, PTLRC: Premium offer - AvatarOn, Vivace | 350900 | 0%
E8331RJS6_WG_G19 | 1G RJ45 Data Cat6, Shuttered, wine gold | 421300 | PTWDA, PTLRC: Premium offer - AvatarOn, Vivace | 421300 | 0%
E8331TB_WD_G19 | Connection,dark wood | 264000 | PTWDA, PTLRC: Premium offer - AvatarOn, Vivace | 264000 | 0%
E8331TB_WE_G19 | Connection | 220000 | PTWDA, PTLRC: Premium offer - AvatarOn, Vivace | 220000 | 0%
E8331TB_WG_G19 | Connection, wine gold | 253000 | PTWDA, PTLRC: Premium offer - AvatarOn, Vivace | 253000 | 0%
E8331TV_WD_G19 | 1G TV Socket, 75Ω, Through-Connect, dark wood | 402600 | PTWDA, PTLRC: Premium offer - AvatarOn, Vivace | 402600 | 0%
E8331TV_WE_G19 | 1G TV Socket, 75Ω, Through-Connect, White | 305800 | PTWDA, PTLRC: Premium offer - AvatarOn, Vivace | 305800 | 0%
E8331TV_WG_G19 | 1G TV Socket, 75Ω, Through-Connect, wine gold | 366300 | PTWDA, PTLRC: Premium offer - AvatarOn, Vivace | 366300 | 0%
E8331VC_WE_G19 | Volume control, 5W, 8Ohm, White | 1020800 | PTWDA, PTLRC: Premium offer - AvatarOn, Vivace | 1020800 | 0%
E8332C_WE_G19 | 10A 2G Mechanical Curtain Sw, White | 359700 | PTWDA, PTLRC: Premium offer - AvatarOn, Vivace | 359700 | 0%
E8332C_WG_G19 | 10A 2G Mechanical Curtain Sw, wine gold | 453200 | PTWDA, PTLRC: Premium offer - AvatarOn, Vivace | 453200 | 0%
E8332D20N_WD_G19 | 20A 250V 2G DP Switch with LED, dark wood | 974600 | PTWDA, PTLRC: Premium offer - AvatarOn, Vivace | 974600 | 0%
E8332D20N_WE_G19 | 20A 250V 2G DP Switch with LED, White | 706200 | PTWDA, PTLRC: Premium offer - AvatarOn, Vivace | 706200 | 0%
E8332D20N_WG_G19 | 20A 250V 2G DP Switch with LED, wine gold | 931700 | PTWDA, PTLRC: Premium offer - AvatarOn, Vivace | 931700 | 0%
E8332HD15PH_WE_G19 | VGA + mini Audio, White | 509300 | PTWDA, PTLRC: Premium offer - AvatarOn, Vivace | 509300 | 0%
E8332HD15PH_WG_G19 | VGA + mini Audio, wine gold | 610500 | PTWDA, PTLRC: Premium offer - AvatarOn, Vivace | 610500 | 0%
E8332HDHD_WE_G19 | 2G HDMI + HDMI , Keystone on Wallplate White | 1056000 | PTWDA, PTLRC: Premium offer - AvatarOn, Vivace | 1056000 | 0%
E8332HDRJS5_WE_G19 | HDMI + RJ45 Data Cat5E, Shuttered, White | 913000 | PTWDA, PTLRC: Premium offer - AvatarOn, Vivace | 913000 | 0%
E8332HDRJS5_WG_G19 | HDMI + RJ45 Data Cat5E, Shuttered, wine gold | 1095600 | PTWDA, PTLRC: Premium offer - AvatarOn, Vivace | 1095600 | 0%
E8332HDUSB_WE_G19 | HDMI + USB Soc, White | 913000 | PTWDA, PTLRC: Premium offer - AvatarOn, Vivace | 913000 | 0%
E8332L1LED_WD_G19 | 16AX 250V 2G 1W Sw w LED, dark wood | 322300 | PTWDA, PTLRC: Premium offer - AvatarOn, Vivace | 322300 | 0%
E8332L1LED_WE_G19 | 16AX 250V 2G 1W Sw w LED, White | 234300 | PTWDA, PTLRC: Premium offer - AvatarOn, Vivace | 234300 | 0%
E8332L1LED_WG_G19 | 16AX 250V 2G 1W Sw w LED, wine gold | 294800 | PTWDA, PTLRC: Premium offer - AvatarOn, Vivace | 294800 | 0%
E8332L2LED_WD_G19 | 16AX 250V 2G 2W Sw w LED, dark wood | 387200 | PTWDA, PTLRC: Premium offer - AvatarOn, Vivace | 387200 | 0%
E8332L2LED_WE_G19 | 16AX 250V 2G 2W Sw w LED, White | 280500 | PTWDA, PTLRC: Premium offer - AvatarOn, Vivace | 280500 | 0%
E8332L2LED_WG_G19 | 16AX 250V 2G 2W Sw w LED, wine gold | 353100 | PTWDA, PTLRC: Premium offer - AvatarOn, Vivace | 353100 | 0%
E8332PRL1_WD_G19 | 4A 250V 2G Momentary Sw, dark wood | 462000 | PTWDA, PTLRC: Premium offer - AvatarOn, Vivace | 462000 | 0%
E8332PRL1_WE_G19 | 4A 250V 2G Momentary Sw, White | 334400 | PTWDA, PTLRC: Premium offer - AvatarOn, Vivace | 334400 | 0%
E8332PRL1_WG_G19 | 4A 250V 2G Momentary Sw, wine gold | 421300 | PTWDA, PTLRC: Premium offer - AvatarOn, Vivace | 421300 | 0%
E8332RJS4_WD_G19 | 2G Tel Socket, Shuttered Wallplate, dark wood | 410300 | PTWDA, PTLRC: Premium offer - AvatarOn, Vivace | 410300 | 0%
E8332RJS4_WE_G19 | 2G Tel Socket, Shuttered Wallplate, White | 311300 | PTWDA, PTLRC: Premium offer - AvatarOn, Vivace | 311300 | 0%
E8332RJS4_WG_G19 | 2G Tel Socket, Shuttered Wallplate, wine gold | 372900 | PTWDA, PTLRC: Premium offer - AvatarOn, Vivace | 372900 | 0%
E8332RJS5_WD_G19 | 2G RJ45 Data Cat5E, Shuttered, dark wood | 534600 | PTWDA, PTLRC: Premium offer - AvatarOn, Vivace | 534600 | 0%
E8332RJS5_WE_G19 | 2G RJ45 Data Cat5E, Shuttered, White | 404800 | PTWDA, PTLRC: Premium offer - AvatarOn, Vivace | 404800 | 0%
E8332RJS5_WG_G19 | 2G RJ45 Data Cat5E, Shuttered, wine gold | 486200 | PTWDA, PTLRC: Premium offer - AvatarOn, Vivace | 486200 | 0%
E8332RJS6_WE_G19 | 2G RJ45 Data Cat6, Shuttered, White | 524700 | PTWDA, PTLRC: Premium offer - AvatarOn, Vivace | 524700 | 0%
E8332RJS6_WG_G19 | 2G RJ45 Data Cat6, Shuttered, wine gold | 629200 | PTWDA, PTLRC: Premium offer - AvatarOn, Vivace | 629200 | 0%
E8332TDRJS5_WD_G19 | 1G Tel + RJ45 Data Cat5E, Shuttered, dark wood | 473000 | PTWDA, PTLRC: Premium offer - AvatarOn, Vivace | 473000 | 0%
E8332TDRJS5_WE_G19 | 1G Tel + RJ45 Data Cat5E, Shuttered, White | 358600 | PTWDA, PTLRC: Premium offer - AvatarOn, Vivace | 358600 | 0%
E8332TDRJS5_WG_G19 | 1G Tel + RJ45 Data Cat5E, Shuttered, wine gold | 430100 | PTWDA, PTLRC: Premium offer - AvatarOn, Vivace | 430100 | 0%
E8332TV_WE_G19 | 2G TV Socket, 75Ω, Through-Connect, White | 426800 | PTWDA, PTLRC: Premium offer - AvatarOn, Vivace | 426800 | 0%
E8332TV_WG_G19 | 2G TV Socket, 75Ω, Through-Connect, wine gold | 512600 | PTWDA, PTLRC: Premium offer - AvatarOn, Vivace | 512600 | 0%
E8332TVRJS5_WD_G19 | 1G TV+ RJ45 Data Cat5E, Shuttered, dark wood | 589600 | PTWDA, PTLRC: Premium offer - AvatarOn, Vivace | 589600 | 0%
E8332TVRJS5_WE_G19 | 1G TV+ RJ45 Data Cat5E, Shuttered, White | 446600 | PTWDA, PTLRC: Premium offer - AvatarOn, Vivace | 446600 | 0%
E8332TVRJS5_WG_G19 | 1G TV+ RJ45 Data Cat5E, Shuttered, wine gold | 535700 | PTWDA, PTLRC: Premium offer - AvatarOn, Vivace | 535700 | 0%
E8332TVRJS6_WE_G19 | 1G TV+ RJ45 Data Cat6, Shuttered, White | 525800 | PTWDA, PTLRC: Premium offer - AvatarOn, Vivace | 525800 | 0%
E8332TVRJS6_WG_G19 | 1G TV+ RJ45 Data Cat6, Shuttered, wine gold | 631400 | PTWDA, PTLRC: Premium offer - AvatarOn, Vivace | 631400 | 0%
E8332USB_WD_G19 | 2 x 2.1A USB Charger, dark wood | 2514600 | PTWDA, PTLRC: Premium offer - AvatarOn, Vivace | 2514600 | 0%
E8332USB_WE_G19 | 2 x 2.1A USB Charger, White | 1822700 | PTWDA, PTLRC: Premium offer - AvatarOn, Vivace | 1822700 | 0%
E8332USB_WG_G19 | 2 x 2.1A USB Charger, wine gold | 2186800 | PTWDA, PTLRC: Premium offer - AvatarOn, Vivace | 2186800 | 0%
E8333DMWS_WD_G19 | 16AX 3G Sw with PCU, DND, PW Sym, dark wood | 820600 | PTWDA, PTLRC: Premium offer - AvatarOn, Vivace | 820600 | 0%
E8333DMWS_WE_G19 | 16AX 3G Sw with PCU, DND, PW Sym, White | 595100 | PTWDA, PTLRC: Premium offer - AvatarOn, Vivace | 595100 | 0%
E8333DMWS_WG_G19 | 16AX 3G Sw with PCU, DND, PW Sym, wine gold | 713900 | PTWDA, PTLRC: Premium offer - AvatarOn, Vivace | 713900 | 0%
E8333KH_WD_G19 | 3G Sw Cover w Keyholder, dark wood | 261800 | PTWDA, PTLRC: Premium offer - AvatarOn, Vivace | 261800 | 0%
E8333KH_WE_G19 | 3G Sw Cover w Keyholder, White | 154000 | PTWDA, PTLRC: Premium offer - AvatarOn, Vivace | 154000 | 0%
E8333KH_WG_G19 | 3G Sw Cover w Keyholder, wine gold | 238700 | PTWDA, PTLRC: Premium offer - AvatarOn, Vivace | 238700 | 0%
E8333L1LED_WD_G19 | 16AX 250V 3G 1W Sw w LED, dark wood | 445500 | PTWDA, PTLRC: Premium offer - AvatarOn, Vivace | 445500 | 0%
E8333L1LED_WE_G19 | 16AX 250V 3G 1W Sw w LED, White | 323400 | PTWDA, PTLRC: Premium offer - AvatarOn, Vivace | 323400 | 0%
E8333L1LED_WG_G19 | 16AX 250V 3G 1W Sw w LED, wine gold | 407000 | PTWDA, PTLRC: Premium offer - AvatarOn, Vivace | 407000 | 0%
E8333L2LED_WD_G19 | 16AX 250V 3G 2W Sw w LED, dark wood | 533500 | PTWDA, PTLRC: Premium offer - AvatarOn, Vivace | 533500 | 0%
E8333L2LED_WE_G19 | 16AX 250V 3G 2W Sw w LED, White | 387200 | PTWDA, PTLRC: Premium offer - AvatarOn, Vivace | 387200 | 0%
E8333L2LED_WG_G19 | 16AX 250V 3G 2W Sw w LED, wine gold | 487300 | PTWDA, PTLRC: Premium offer - AvatarOn, Vivace | 487300 | 0%
E8333PRL1_WD_G19 | 4A 250V 3G Momentary Sw, dark wood | 591800 | PTWDA, PTLRC: Premium offer - AvatarOn, Vivace | 591800 | 0%
E8333PRL1_WE_G19 | 4A 250V 3G Momentary Sw, White | 430100 | PTWDA, PTLRC: Premium offer - AvatarOn, Vivace | 430100 | 0%
E8333PRL1_WG_G19 | 4A 250V 3G Momentary Sw, wine gold | 540100 | PTWDA, PTLRC: Premium offer - AvatarOn, Vivace | 540100 | 0%
E8334L1LED_WD_G19 | 16AX 250V 4G 1W Sw w LED, dark wood | 686400 | PTWDA, PTLRC: Premium offer - AvatarOn, Vivace | 686400 | 0%
E8334L1LED_WE_G19 | 16AX 250V 4G 1W Sw w LED, White | 497200 | PTWDA, PTLRC: Premium offer - AvatarOn, Vivace | 497200 | 0%
E8334L1LED_WG_G19 | 16AX 250V 4G 1W Sw w LED, wine gold | 627000 | PTWDA, PTLRC: Premium offer - AvatarOn, Vivace | 627000 | 0%
E8334L2LED_WD_G19 | 16AX 250V 4G 2W Sw w LED, dark wood | 786500 | PTWDA, PTLRC: Premium offer - AvatarOn, Vivace | 786500 | 0%
E8334L2LED_WE_G19 | 16AX 250V 4G 2W Sw w LED, White | 596200 | PTWDA, PTLRC: Premium offer - AvatarOn, Vivace | 596200 | 0%
E8334L2LED_WG_G19 | 16AX 250V 4G 2W Sw w LED, wine gold | 715000 | PTWDA, PTLRC: Premium offer - AvatarOn, Vivace | 715000 | 0%
E83426TS_WE_G19 | 16A 250V 1 G int'l Skt, WE | 378400 | PTWDA, PTLRC: Premium offer - AvatarOn, Vivace | 378400 | 0%
E83426TS_WG_G19 | 16A 250V 1 G int'l Skt, wine gold | 474100 | PTWDA, PTLRC: Premium offer - AvatarOn, Vivace | 474100 | 0%
E83426U2_WD_G19 | 2G 2 PIN SOCKET, dark wood | 244200 | PTWDA, PTLRC: Premium offer - AvatarOn, Vivace | 244200 | 0%
E83426U2_WE_G19 | 2G 2 PIN SOCKET | 177100 | PTWDA, PTLRC: Premium offer - AvatarOn, Vivace | 177100 | 0%
E83426U2_WG_G19 | 2G 2 PIN SOCKET | 223300 | PTWDA, PTLRC: Premium offer - AvatarOn, Vivace | 223300 | 0%
E8390FLW_WE_G19 | Night Foot Lamp w LED Illumination, White | 630300 | PTWDA, PTLRC: Premium offer - AvatarOn, Vivace | 630300 | 0%
EP13_G19 | 13A 3 PIN BRISTISH PLUG W. FUSE | 176000 | PTWDA, PTLRC: Basic and Core offer | 176000 | 0%
EP15_WE_G19 | 15A plug | 207900 | PTWDA, PTLRC: Basic and Core offer | 207900 | 0%
ESM15 | 13A 1G METALCLAD SOCKET | 410300 | PTWDA, PTLRC: Basic and Core offer | 410300 | 0%
ESM25 | 13A TWIN METALCLAD SWITCHED SOCKET | 751300 | PTWDA, PTLRC: Basic and Core offer | 751300 | 0%
ESM31_1_2AR | 10A 1 GANG 1 WAY SWITCH METALCLAD | 317900 | PTWDA, PTLRC: Basic and Core offer | 317900 | 0%
ESM31_2_3A | 10A 1 GANG 2 WAY SWITCH METALCLAD | 353100 | PTWDA, PTLRC: Basic and Core offer | 353100 | 0%
ESM32_1_2AR | 10A 2 GANG 1 WAY SWITCH METALCLAD | 411400 | PTWDA, PTLRC: Basic and Core offer | 411400 | 0%
ESM32_2_3A | 10A 2 GANG 2 WAY SWITCH METALCLAD | 457600 | PTWDA, PTLRC: Basic and Core offer | 457600 | 0%
ESM33_1_2AR | 10A 3 GANG 1 WAY SWITCH METALCLAD | 522500 | PTWDA, PTLRC: Basic and Core offer | 522500 | 0%
ESM34_1_2AR | 10A 4 GANG 1 WAY SWITCH METALCLAD | 558800 | PTWDA, PTLRC: Basic and Core offer | 558800 | 0%
ET223R_TR | IP55, WP for 2 gang square plate | 454300 | PTWDA, PTLRC: Basic and Core offer | 454300 | 0%
ET257DBE_C5 | 2G back box for BS | 58300 | PTWDA: Isolator, Installation box | 58300 | 0%
EZ9D34610 | Easy9 RCBO 1P-N 10A C 4500A 30MA AC-type | 641300 | PTFDB, PTFDA: Easy9 | 641300 | 0%
EZ9D34616 | Easy9 RCBO 1P-N 16A C 4500A 30MA AC-type | 641300 | PTFDB, PTFDA: Easy9 | 641300 | 0%
EZ9D34620 | Easy9 RCBO 1P-N 20A C 4500A 30MA AC-type | 641300 | PTFDB, PTFDA: Easy9 | 641300 | 0%
EZ9D34625 | Easy9 RCBO 1P-N 25A C 4500A 30MA AC-type | 740300 | PTFDB, PTFDA: Easy9 | 740300 | 0%
EZ9D34632 | Easy9 RCBO 1P-N 32A C 4500A 30MA AC-type | 740300 | PTFDB, PTFDA: Easy9 | 740300 | 0%
EZ9D34640 | Easy9 RCBO 1P-N 40A C 4500A 30MA AC-type | 740300 | PTFDB, PTFDA: Easy9 | 740300 | 0%
EZ9E0104 | Easy9 Plastic enclosure 4way | 178200 | PTFDS: Easy9 Box | 178200 | 0%
EZ9E0108 | Easy9 Plastic enclosure 8way | 315700 | PTFDS: Easy9 Box | 315700 | 0%
EZ9E0112 | Easy9 Plastic enclosure 12way | 433400 | PTFDS: Easy9 Box | 433400 | 0%
EZ9F34106 | Easy9 MCB 1P 6A C 4500A 230V Miniature | 82500 | PTFDB, PTFDA: Easy9 | 82500 | 0%
EZ9F34110 | Easy9 MCB 1P 10A C 4500A 230V Miniature | 82500 | PTFDB, PTFDA: Easy9 | 82500 | 0%
EZ9F34116 | Easy9 MCB 1P 16A C 4500A 230V Miniature | 82500 | PTFDB, PTFDA: Easy9 | 82500 | 0%
EZ9F34120 | Easy9 MCB 1P 20A C 4500A 230V Miniature | 82500 | PTFDB, PTFDA: Easy9 | 82500 | 0%
EZ9F34125 | Easy9 MCB 1P 25A C 4500A 230V Miniature | 82500 | PTFDB, PTFDA: Easy9 | 82500 | 0%
EZ9F34132 | Easy9 MCB 1P 32A C 4500A 230V Miniature | 82500 | PTFDB, PTFDA: Easy9 | 82500 | 0%
EZ9F34140 | Easy9 MCB 1P 40A C 4500A 230V Miniature | 121000 | PTFDB, PTFDA: Easy9 | 121000 | 0%
EZ9F34150 | Easy9 MCB 1P 50A C 4500A 230V Miniature | 196900 | PTFDB, PTFDA: Easy9 | 196900 | 0%
EZ9F34163 | Easy9 MCB 1P 63A C 4500A 230V Miniature | 196900 | PTFDB, PTFDA: Easy9 | 196900 | 0%
EZ9F34206 | Easy9 MCB 2P 6A C 4500A 230V Miniature | 228800 | PTFDB, PTFDA: Easy9 | 228800 | 0%
EZ9F34210 | Easy9 MCB 2P 10A C 4500A 230V Miniature | 228800 | PTFDB, PTFDA: Easy9 | 228800 | 0%
EZ9F34216 | Easy9 MCB 2P 16A C 4500A 230V Miniature | 228800 | PTFDB, PTFDA: Easy9 | 228800 | 0%
EZ9F34220 | Easy9 MCB 2P 20A C 4500A 230V Miniature | 228800 | PTFDB, PTFDA: Easy9 | 228800 | 0%
EZ9F34225 | Easy9 MCB 2P 25A C 4500A 230V Miniature | 228800 | PTFDB, PTFDA: Easy9 | 228800 | 0%
EZ9F34232 | Easy9 MCB 2P 32A C 4500A 230V Miniature | 228800 | PTFDB, PTFDA: Easy9 | 228800 | 0%
EZ9F34240 | Easy9 MCB 2P 40A C 4500A 230V Miniature | 228800 | PTFDB, PTFDA: Easy9 | 228800 | 0%
EZ9F34250 | Easy9 MCB 2P 50A C 4500A 230V Miniature | 378400 | PTFDB, PTFDA: Easy9 | 378400 | 0%
EZ9F34263 | Easy9 MCB 2P 63A C 4500A 230V Miniature | 378400 | PTFDB, PTFDA: Easy9 | 378400 | 0%
EZ9F34306 | Easy9 MCB 3P 6A C 4500A 400V Miniature | 413600 | PTFDB, PTFDA: Easy9 | 413600 | 0%
EZ9F34310 | Easy9 MCB 3P 10A C 4500A 400V Miniature | 413600 | PTFDB, PTFDA: Easy9 | 413600 | 0%
EZ9F34316 | Easy9 MCB 3P 16A C 4500A 400V Miniature | 413600 | PTFDB, PTFDA: Easy9 | 413600 | 0%
EZ9F34320 | Easy9 MCB 3P 20A C 4500A 400V Miniature | 413600 | PTFDB, PTFDA: Easy9 | 413600 | 0%
EZ9F34325 | Easy9 MCB 3P 25A C 4500A 400V Miniature | 413600 | PTFDB, PTFDA: Easy9 | 413600 | 0%
EZ9F34332 | Easy9 MCB 3P 32A C 4500A 400V Miniature | 413600 | PTFDB, PTFDA: Easy9 | 413600 | 0%
EZ9F34340 | Easy9 MCB 3P 40A C 4500A 400V Miniature | 413600 | PTFDB, PTFDA: Easy9 | 413600 | 0%
EZ9F34350 | Easy9 MCB 3P 50A C 4500A 400V Miniature | 632500 | PTFDB, PTFDA: Easy9 | 632500 | 0%
EZ9F34363 | Easy9 MCB 3P 63A C 4500A 400V Miniature | 632500 | PTFDB, PTFDA: Easy9 | 632500 | 0%
EZ9F34440 | Easy9 MCB 4P 40A C 4500A 400V | 592900 | PTFDB, PTFDA: Easy9 | 592900 | 0%
EZ9F34450 | Easy9 MCB 4P 50A C 4500A 400V | 886600 | PTFDB, PTFDA: Easy9 | 886600 | 0%
EZ9F34463 | Easy9 MCB 4P 63A C 4500A 400V | 886600 | PTFDB, PTFDA: Easy9 | 886600 | 0%
EZ9L33120 | Easy9 Surge Arrestor T2 1P 20kA 230V | 631400 | PTFDB, PTFDA: Easy9 | 631400 | 0%
EZ9L33145 | Easy9 Surge Arrestor T2 1P 45kA 230V | 669900 | PTFDB, PTFDA: Easy9 | 669900 | 0%
EZ9L33620 | Easy9 Surge Arrestor T2 1P-N 20kA 230V | 829400 | PTFDB, PTFDA: Easy9 | 789800 | 5.014%
EZ9L33720 | Easy9 Surge Arrestor T2 3P-N 20kA 400V | 1422300 | PTFDB, PTFDA: Easy9 | 1422300 | 0%
EZ9L33745 | Easy9 Surge Arrestor T2 3P-N 45kA 400V | 1476200 | PTFDB, PTFDA: Easy9 | 1476200 | 0%
EZ9R34425 | Easy9 RCCB 4P 25A 30MA AC-type 400V Resi | 1085700 | PTFDB, PTFDA: Easy9 | 1085700 | 0%
EZ9R34440 | Easy9 RCCB 4P 40A 30MA AC-type 400V Resi | 1162700 | PTFDB, PTFDA: Easy9 | 1162700 | 0%
EZ9R34463 | Easy9 RCCB 4P 63A 30MA AC-type 400V Resi | 1551000 | PTFDB, PTFDA: Easy9 | 1551000 | 0%
EZ9R36225 | Easy9 RCCB 2P 25A 30MA AC-type 230V | 760100 | PTFDB, PTFDA: Easy9 | 760100 | 0%
EZ9R36240 | Easy9 RCCB 2P 40A 30MA AC-type 230V | 798600 | PTFDB, PTFDA: Easy9 | 798600 | 0%
EZ9R36263 | Easy9 RCCB 2P 63A 30MA AC-type 230V | 837100 | PTFDB, PTFDA: Easy9 | 837100 | 0%
EZ9R64440 | Easy9 RCCB 4P 40A 300MA AC-type 400V Res | 1125300 | PTFDB, PTFDA: Easy9 | 1125300 | 0%
EZ9R64463 | Easy9 RCCB 4P 63A 300MA AC-type 400V Res | 1279300 | PTFDB, PTFDA: Easy9 | 1279300 | 0%
F1426UAM_WE | 13A INTERNATIONAL SOCLET (M SIZE) | 84700 | PTWDA, PTLRC: Basic and Core offer | 80300 | 5.479%
F1426UESM_WE_G19 | 16A 3 PIN SOCKET (M SIZE) | 84700 | PTWDA, PTLRC: Basic and Core offer | 80300 | 5.479%
F1426UEST2M_G19 | 16A 3 PIN TWIN SOCKET (L SIZE) | 86900 | PTWDA, PTLRC: Basic and Core offer | 82500 | 5.333%
F1426USM_WE_G19 | 10A 2 PIN SOCKET (M SIZE) | 64900 | PTWDA, PTLRC: Basic and Core offer | 61600 | 5.357%
F30426USM_WE_G19 | 10A 2 PIN SOCKET (S SIZE) | 29700 | PTWDA, PTLRC: Basic and Core offer | 28600 | 3.846%
F30NM2_RD_G19 | 10A NEON INDICATOR (S SIZE) | 59400 | PTWDA, PTLRC: Basic and Core offer | 59400 | 0%
F30R4M_WE_G19 | 4 WIRE TEL (S SIZE) | 78100 | PTWDA, PTLRC: Basic and Core offer | 78100 | 0%
F30RJ5EM_WE_G19 | 8 WIRE DATA W.SHUTTER, CAT5E (S SIZE) | 161700 | PTWDA, PTLRC: Basic and Core offer | 161700 | 0%
F30TVsM_WE_G19 | TV CO-AIAL (S SIZE) | 62700 | PTWDA, PTLRC: Basic and Core offer | 62700 | 0%
F3223HR_WE_G19 | WP cover | 251900 | PTWDA, PTLRC: Basic and Core offer | 251900 | 0%
F3223HSMR_WE_G19 | WEATHERPROOF COVER W BOX FOR FLEXI SERIES (WHITE COLOR) | 396000 | PTWDA, PTLRC: Basic and Core offer | 396000 | 0%
F50_2M1_5_WE | 16A 2 WAY SWITCH (S SIZE) | 44000 | PTWDA, PTLRC: Basic and Core offer | 44000 | 0%
F50_2M1_WE | 16A 2 WAY SWITCH (XS SIZE) | 36300 | PTWDA, PTLRC: Basic and Core offer | 36300 | 0%
F50_2M2_WE | 16A 2 WAY SWITCH (M SIZE) | 45100 | PTWDA, PTLRC: Basic and Core offer | 45100 | 0%
F50_2M4_WE | 16A 2 WAY SWITCH (L SIZE) | 49500 | PTWDA, PTLRC: Basic and Core offer | 49500 | 0%
F50BPM2_WE | 10A BELL SWITCH (M SIZE) | 59400 | PTWDA, PTLRC: Basic and Core offer | 59400 | 0%
F50BPM4_WE | 10A BELL SWITCH (L SIZE) | 57200 | PTWDA, PTLRC: Basic and Core offer | 57200 | 0%
F50FC250M_WE | FAN SPEED CONTROLER (M SIZE) | 226600 | PTWDA, PTLRC: Basic and Core offer | 226600 | 0%
F50M1_5_WE | 16A 1 WAY SWITCH (S SIZE) | 15400 | PTWDA, PTLRC: Basic and Core offer | 15400 | 0%
F50M1_WE | 16A 1 WAY SWITCH (XS SIZE) | 24200 | PTWDA, PTLRC: Basic and Core offer | 24200 | 0%
F50M2_WE | 16A 1 WAY SWITCH (M SIZE) | 30800 | PTWDA, PTLRC: Basic and Core offer | 30800 | 0%
F50M4_WE | 16A 1 WAY SWITCH (L SIZE) | 39600 | PTWDA, PTLRC: Basic and Core offer | 39600 | 0%
F50MIA1_5_WE | INTERMEDIATE SWITCH (SIZE S) | 146300 | PTWDA, PTLRC: Basic and Core offer | 146300 | 0%
F50NM2_RD | 10A NEON INDICATOR (M SIZE) | 51700 | PTWDA, PTLRC: Basic and Core offer | 51700 | 0%
F50RD400M_WE | 400W LIGHT DIMMER (M SIZE) | 190300 | PTWDA, PTLRC: Basic and Core offer | 190300 | 0%
F50RJ4M_WE_G19 | 6 WIRE TEL (M SIZE) | 103400 | PTWDA, PTLRC: Basic and Core offer | 103400 | 0%
F50RJ5EM_WE_G19 | 8 WIRE DATA W.SHUTTER, CAT5E (M SIZE) | 188100 | PTWDA, PTLRC: Basic and Core offer | 188100 | 0%
F50RJ8M6_WE_G19 | Cat6 data socket | 210100 | PTWDA, PTLRC: Basic and Core offer | 210100 | 0%
F50TVM_WE_G19 | TV CO-AIAL (M SIZE) | 68200 | PTWDA, PTLRC: Basic and Core offer | 68200 | 0%
F50XM1_WE | BLANK COVER (SIZE XS) | 12100 | PTWDA, PTLRC: Basic and Core offer | 12100 | 0%
F50XM2_WE | BLANK COVER w. 30Mech hole, size M | 12100 | PTWDA, PTLRC: Basic and Core offer | 12100 | 0%
FG1050_WE | 1 GANG PLATE (FOR 1M SIZE) | 15400 | PTWDA, PTLRC: Basic and Core offer | 15400 | 0%
FG1051_WE | 1 GANG PLATE | 15400 | PTWDA, PTLRC: Basic and Core offer | 15400 | 0%
FG1051MCB_WE_G19 | Cover for 1P MCB | 19800 | PTWDA, PTLRC: Basic and Core offer | 19800 | 0%
FG1051SB_WE_G19 | Cover for safety breaker | 15400 | PTWDA, PTLRC: Basic and Core offer | 15400 | 0%
FG1052_WE | 2 GANG PLATE | 15400 | PTWDA, PTLRC: Basic and Core offer | 15400 | 0%
FG1052MCB_WE_G19 | Cover for 2P MCB | 19800 | PTWDA, PTLRC: Basic and Core offer | 19800 | 0%
FG1053_WE | 3 GANG PLATE | 15400 | PTWDA, PTLRC: Basic and Core offer | 15400 | 0%
FST1054H_WE_G19 | 4G Plate | 39600 | PTWDA, PTLRC: Basic and Core offer | 39600 | 0%
FST1058H_WE_G19 | 4G Plate | 39600 | PTWDA, PTLRC: Basic and Core offer | 39600 | 0%
KB_21_AS | 2G SURROUND, AS | 129800 | PTWDA, PTLRC: Premium offer - AvatarOn, Vivace | 129800 | 0%
KB_21_WE | Twin Gang Surround | 99000 | PTWDA, PTLRC: Premium offer - AvatarOn, Vivace | 99000 | 0%
KB_31_AS | 3G SURROUND, AS | 194700 | PTWDA, PTLRC: Premium offer - AvatarOn, Vivace | 194700 | 0%
KB_31_WE | Triple Gang Surround | 130900 | PTWDA, PTLRC: Premium offer - AvatarOn, Vivace | 130900 | 0%
KB_41_AS | 4G SURROUND, AS | 211200 | PTWDA, PTLRC: Premium offer - AvatarOn, Vivace | 211200 | 0%
KB_41_WE | Quadraple Gang Surround | 161700 | PTWDA, PTLRC: Premium offer - AvatarOn, Vivace | 161700 | 0%
KB113LS_AS | 13A 250V 1G 3P UNI L D SW SKT, AS | 226600 | PTWDA, PTLRC: Premium offer - AvatarOn, Vivace | 215600 | 5.102%
KB113LS_WE | 113A 250V 1G 3-PIN UNI L DOLLY SWD SKT | 176000 | PTWDA, PTLRC: Premium offer - AvatarOn, Vivace | 167200 | 5.263%
KB113LSN_AS | 13A 250V 1G 3P UNI L D SW SKT W/ NE, AS | 321200 | PTWDA, PTLRC: Premium offer - AvatarOn, Vivace | 305800 | 5.036%
KB113LSN_WE | 13A 250V 1G 3PIN UNI L DOLLY SWD SKT W/N | 245300 | PTWDA, PTLRC: Premium offer - AvatarOn, Vivace | 233200 | 5.189%
KB15_AS | 13A 250V 1G SWITCHED SKT, AS | 184800 | PTWDA, PTLRC: Premium offer - AvatarOn, Vivace | 176000 | 5%
KB15_WE | 13A 250V 1 GANG SWITCHED SOCKET | 141900 | PTWDA, PTLRC: Premium offer - AvatarOn, Vivace | 135300 | 4.878%
KB15LDN_AS | 13A 250V 1G DP L DOLLY SW SKT W/ NE, AS | 378400 | PTWDA, PTLRC: Premium offer - AvatarOn, Vivace | 360800 | 4.878%
KB15LDN_WE | 13A 250V 1G DP L DOLLY SWD SKT W/NEON | 250800 | PTWDA, PTLRC: Premium offer - AvatarOn, Vivace | 238700 | 5.069%
KB15N_AS | 13A 250V 1G SWITCHED SKT W/ NE, AS | 244200 | PTWDA, PTLRC: Premium offer - AvatarOn, Vivace | 232100 | 5.213%
KB15N_WE | 13A 250V 1 GANG SWITCHED SO. WITH NEON | 187000 | PTWDA, PTLRC: Premium offer - AvatarOn, Vivace | 178200 | 4.938%
KB25_AS | 13A 250V 2G SWITCHED SKT, AS | 277200 | PTWDA, PTLRC: Premium offer - AvatarOn, Vivace | 264000 | 5%
KB25_WE | 13A 250V 2 GANG SWITCHED SOCKET | 198000 | PTWDA, PTLRC: Premium offer - AvatarOn, Vivace | 188100 | 5.263%
KB25LDN_AS | 13A 250V 2G DP L DOLLY SW SKT W/ NE, AS | 585200 | PTWDA, PTLRC: Premium offer - AvatarOn, Vivace | 557700 | 4.931%
KB25LDN_WE | 13A 250V TWN G DP L DOLLY SWD SKT W/NEON | 429000 | PTWDA, PTLRC: Premium offer - AvatarOn, Vivace | 408100 | 5.121%
KB25N_AS | 13A 250V 2G SWITCHED SKT W/ NE, AS | 437800 | PTWDA, PTLRC: Premium offer - AvatarOn, Vivace | 416900 | 5.013%
KB25N_WE | 13A 250V 2 GANG SWITCHED SO. WITH NEON | 336600 | PTWDA, PTLRC: Premium offer - AvatarOn, Vivace | 320100 | 5.155%
KB30_AS | 1G BLANK PLATE, AS | 85800 | PTWDA, PTLRC: Premium offer - AvatarOn, Vivace | 81400 | 5.405%
KB30_WE | 1 GANG BLANK PLATE | 66000 | PTWDA, PTLRC: Premium offer - AvatarOn, Vivace | 62700 | 5.263%
KB30FSG | 13A 250V FUSED CONNECTION UNIT | 359700 | PTWDA, PTLRC: Premium offer - AvatarOn, Vivace | 359700 | 0%
KB30FSG_AS | 13A 250V FUSED CONNECTION, AS | 465300 | PTWDA, PTLRC: Premium offer - AvatarOn, Vivace | 465300 | 0%
KB30NFSG_AS | 13A 250V FUSED CONNECTION W/ NE, AS | 651200 | PTWDA, PTLRC: Premium offer - AvatarOn, Vivace | 651200 | 0%
KB30NFSG_WE | 13A 250V FUSED CONNECTION UNIT WITH NEON | 501600 | PTWDA, PTLRC: Premium offer - AvatarOn, Vivace | 501600 | 0%
KB31_1_AS | 16AX 250V 1G 1 WAY SW, AS | 72600 | PTWDA, PTLRC: Premium offer - AvatarOn, Vivace | 69300 | 4.762%
KB31_1_WE | 16AX 250V 1GANG 1WAY SWITCH | 58300 | PTWDA, PTLRC: Premium offer - AvatarOn, Vivace | 55000 | 6%
KB31_AS | 16AX 250V 1G 2 WAY SW, AS | 79200 | PTWDA, PTLRC: Premium offer - AvatarOn, Vivace | 75900 | 4.348%
KB31_WE | 16AX 250V 1 GANG 2 WAY SWITCH | 63800 | PTWDA, PTLRC: Premium offer - AvatarOn, Vivace | 60500 | 5.455%
KB31BD_AS | DO NOT DISTURB W/ BELL, AS | 479600 | PTWDA, PTLRC: Premium offer - AvatarOn, Vivace | 456500 | 5.06%
KB31BD_C_AS | DO NOT DISTURB & CLEAN UP W/ BELL, AS | 479600 | PTWDA, PTLRC: Premium offer - AvatarOn, Vivace | 456500 | 5.06%
KB31BD_C_WE | DO NOT DISTURB & CLEAN UP ROOM W/BP | 368500 | PTWDA, PTLRC: Premium offer - AvatarOn, Vivace | 350900 | 5.016%
KB31BD_WE | DO NOT DISTURB WITH BELL PRESS | 350900 | PTWDA, PTLRC: Premium offer - AvatarOn, Vivace | 334400 | 4.934%
KB31BP_2_AS | 4A 2 WAY CENTRE OFF RETRACTIVE SW, AS | 416900 | PTWDA, PTLRC: Premium offer - AvatarOn, Vivace | 416900 | 0%
KB31BP_2_WE | Curtain switch | 320100 | PTWDA, PTLRC: Premium offer - AvatarOn, Vivace | 320100 | 0%
KB31BP_AS | 10A 250V 1G PRESS SW, AS | 138600 | PTWDA, PTLRC: Premium offer - AvatarOn, Vivace | 138600 | 0%
KB31BP_WE | 10A 250V 1G PRESS SW | 107800 | PTWDA, PTLRC: Premium offer - AvatarOn, Vivace | 107800 | 0%
KB31BPB_AS | 10A 250V BELL PRESS SW, AS | 96800 | PTWDA, PTLRC: Premium offer - AvatarOn, Vivace | 92400 | 4.762%
KB31BPB_WE | 10A 250V BELL PRESS | 74800 | PTWDA, PTLRC: Premium offer - AvatarOn, Vivace | 71500 | 4.615%
KB31D20NE_2_AS | 20A 250V 1G 2 WAY DP SW W/ NE & E, AS | 453200 | PTWDA, PTLRC: Premium offer - AvatarOn, Vivace | 431200 | 5.102%
KB31D20NE_2_WE | 20A 250V DOUBLE POLE SWITCH W NEON&EARTH | 361900 | PTWDA, PTLRC: Premium offer - AvatarOn, Vivace | 344300 | 5.112%
KB31D20NE_AS | 20A 250V 1G DP SW W/ NE & E, AS | 207900 | PTWDA, PTLRC: Premium offer - AvatarOn, Vivace | 198000 | 5%
KB31D20NE_WE | 20A 250V DOUBLE POLE SWITCH W NEON&EARTH | 163900 | PTWDA, PTLRC: Premium offer - AvatarOn, Vivace | 156200 | 4.93%
KB31DFSG_AS | 13A 250V SW FUSED CONNECTION, AS | 501600 | PTWDA, PTLRC: Premium offer - AvatarOn, Vivace | 501600 | 0%
KB31DFSG_WE | 13A 250V SWITCHED FUSED CONNECTION UNIT | 385000 | PTWDA, PTLRC: Premium offer - AvatarOn, Vivace | 385000 | 0%
KB31DNFSG_AS | 13A 250V SW FUSED CONNECTION W/ NE, AS | 535700 | PTWDA, PTLRC: Premium offer - AvatarOn, Vivace | 535700 | 0%
KB31DNFSG_WE | 13A 250V SWITCH FUSE CONNECT UNIT W NEON | 443300 | PTWDA, PTLRC: Premium offer - AvatarOn, Vivace | 443300 | 0%
KB31DR45N_AS | 45A 250V 1G DP SW W/ NE, AS | 660000 | PTWDA, PTLRC: Premium offer - AvatarOn, Vivace | 628100 | 5.079%
KB31EKT_AS | HOTEL KEY CARD, AS | 1086800 | PTWDA, PTLRC: Premium offer - AvatarOn, Vivace | 1035100 | 4.995%
KB31EKT_WE | HOTEL KEY CARD | 947100 | PTWDA, PTLRC: Premium offer - AvatarOn, Vivace | 902000 | 5%
KB31IA_AS | 10AX 250V INTERMEDIATE SWITCH, AS | 266200 | PTWDA, PTLRC: Premium offer - AvatarOn, Vivace | 266200 | 0%
KB31IA_WE | 10AX 250V INTERMEDIATE SWITCH | 212300 | PTWDA, PTLRC: Premium offer - AvatarOn, Vivace | 212300 | 0%
KB31RD400_AS | 1G 400W DIMMER, AS | 653400 | PTWDA, PTLRC: Premium offer - AvatarOn, Vivace | 622600 | 4.947%
KB31RD400_WE | 400W LIGHT DIMMER | 501600 | PTWDA, PTLRC: Premium offer - AvatarOn, Vivace | 477400 | 5.069%
KB31RF250_AS | 1G 250VA FAN SPEED CONTROLLER, AS | 525800 | PTWDA, PTLRC: Premium offer - AvatarOn, Vivace | 500500 | 5.055%
KB31RF250_WE | 250V FAN SPEED CONTROLLER | 404800 | PTWDA, PTLRC: Premium offer - AvatarOn, Vivace | 385000 | 5.143%
KB31RJ5E_AS | 1G CATEGORY 5E DATA OUTLET W/ SHUTTER | 206800 | PTWDA, PTLRC: Premium offer - AvatarOn, Vivace | 196900 | 5.028%
KB31RJ5E_WE | 1 GANG CAT 5E WITH SHUTTER | 159500 | PTWDA, PTLRC: Premium offer - AvatarOn, Vivace | 151800 | 5.072%
KB31RJ6_AS | 1G CAT 6 DATA OUTLET W/ SHUTTER, AS | 268400 | PTWDA, PTLRC: Premium offer - AvatarOn, Vivace | 255200 | 5.172%
KB31RJ6_WE | 1 Gang Category 6 Data Outlet with Shutter | 205700 | PTWDA, PTLRC: Premium offer - AvatarOn, Vivace | 195800 | 5.056%
KB31RJK_AS | 1G WALL P FOR KEYSTONE DATA JACK, AS | 94600 | PTWDA, PTLRC: Premium offer - AvatarOn, Vivace | 90200 | 4.878%
KB31RJK_WE | 1 Gang wall plate for key stone type data jack | 72600 | PTWDA, PTLRC: Premium offer - AvatarOn, Vivace | 69300 | 4.762%
KB31TB_AS | 25A 250V CONNECTION UNIT, AS | 177100 | PTWDA, PTLRC: Premium offer - AvatarOn, Vivace | 177100 | 0%
KB31TB_WE | 25A 250V CONNECTION UNIT | 137500 | PTWDA, PTLRC: Premium offer - AvatarOn, Vivace | 137500 | 0%
KB31TS_AS | 1G TELE OUTLET W/ SHUTTER, AS | 140800 | PTWDA, PTLRC: Premium offer - AvatarOn, Vivace | 134200 | 4.918%
KB31TS_WE | 1 GANG TELEPHONE OUTLET WITH SHUTTER | 110000 | PTWDA, PTLRC: Premium offer - AvatarOn, Vivace | 104500 | 5.263%
KB31TV_AS | 1G TV CO-AXIAL OUTLET, AS | 165000 | PTWDA, PTLRC: Premium offer - AvatarOn, Vivace | 157300 | 4.895%
KB31TV_WE | 1 GANG TV CO-AXIAL OUTLET | 127600 | PTWDA, PTLRC: Premium offer - AvatarOn, Vivace | 121000 | 5.455%
KB31TVF_AS | 1G CABLE TVF CONNECTOR, AS | 143000 | PTWDA, PTLRC: Premium offer - AvatarOn, Vivace | 136400 | 4.839%
KB31TVF_WE | 1G TEL OUTLET W/SHUTTER | 111100 | PTWDA, PTLRC: Premium offer - AvatarOn, Vivace | 105600 | 5.208%
KB31USB_AS | USB CHARGER: Output Load Type 5V DC, 2.1A max | 1223200 | PTWDA, PTLRC: Premium offer - AvatarOn, Vivace | 1164900 | 5.005%
KB31USB_WE | USB CHARGER: Output Load Type 5V DC, 2.1A max | 1019700 | PTWDA, PTLRC: Premium offer - AvatarOn, Vivace | 971300 | 4.983%
KB31X_AS | 1G WALL PLATE W/ APERTURE, AS | 84700 | PTWDA, PTLRC: Premium offer - AvatarOn, Vivace | 84700 | 0%
KB31X_WE | 1 Gang Wall Plate with Aperture | 64900 | PTWDA, PTLRC: Premium offer - AvatarOn, Vivace | 64900 | 0%
KB32_1_AS | 16AX 250V 2G 1 WAY SW, AS | 106700 | PTWDA, PTLRC: Premium offer - AvatarOn, Vivace | 101200 | 5.435%
KB32_1_WE | 16AX 250V 2GANG 1 WAY SWITCH | 84700 | PTWDA, PTLRC: Premium offer - AvatarOn, Vivace | 80300 | 5.479%
KB32_AS | 16AX 250V 2G 2 WAY SW, AS | 129800 | PTWDA, PTLRC: Premium offer - AvatarOn, Vivace | 123200 | 5.357%
KB32_WE | 16AX 250V 2 GANG 2 WAY SWITCH | 102300 | PTWDA, PTLRC: Premium offer - AvatarOn, Vivace | 97900 | 4.494%
KB32BP_AS | 10A 250V 2G BELL PRESS SW, AS | 295900 | PTWDA, PTLRC: Premium offer - AvatarOn, Vivace | 295900 | 0%
KB32BP_WE | 10A 2 GANG PRESS SWITCH | 227700 | PTWDA, PTLRC: Premium offer - AvatarOn, Vivace | 227700 | 0%
KB32D20NE_AS | 20A 250V 2G DP SW W/ NE & E, AS | 389400 | PTWDA, PTLRC: Premium offer - AvatarOn, Vivace | 370700 | 5.045%
KB32D20NE_WE | 20A 250V 2G DP SWITCH W/NEON & EARTH | 310200 | PTWDA, PTLRC: Premium offer - AvatarOn, Vivace | 295900 | 4.833%
KB32RJ5E | 2 GANG CAT 5E WITH SHUTTER | 286000 | PTWDA, PTLRC: Premium offer - AvatarOn, Vivace | 272800 | 4.839%
KB32RJ5E_AS | 2G CATEGORY 5E DATA OUTLET W/ SHUTTER | 372900 | PTWDA, PTLRC: Premium offer - AvatarOn, Vivace | 355300 | 4.954%
KB32RJ6 | 2 Gang Category 6 Data Outlet with Shutter | 321200 | PTWDA, PTLRC: Premium offer - AvatarOn, Vivace | 305800 | 5.036%
KB32RJ6_AS | 2G CAT 6 DATA OUTLET W/ SHUTTER, AS | 385000 | PTWDA, PTLRC: Premium offer - AvatarOn, Vivace | 366300 | 5.105%
KB32RJK | 2 gang wall plate for key stone type data jack | 82500 | PTWDA, PTLRC: Premium offer - AvatarOn, Vivace | 78100 | 5.634%
KB32RJK_AS | 2G WALL P FOR KEYSTONE DATA JACK, AS | 106700 | PTWDA, PTLRC: Premium offer - AvatarOn, Vivace | 101200 | 5.435%
KB32SDC_AS | 2G 2W SW with DND & PCU icon, AS | 416900 | PTWDA, PTLRC: Premium offer - AvatarOn, Vivace | 416900 | 0%
KB32SDC_WE | 2 GANG WITH DND AND PCU | 320100 | PTWDA, PTLRC: Premium offer - AvatarOn, Vivace | 320100 | 0%
KB32TS | 2 GANG TELEPHONE OUTLET WITH SHUTTER | 185900 | PTWDA, PTLRC: Premium offer - AvatarOn, Vivace | 177100 | 4.969%
KB32TS_AS | 2G TELE OUTLET W/ SHUTTER, AS | 240900 | PTWDA, PTLRC: Premium offer - AvatarOn, Vivace | 229900 | 4.785%
KB32TS_RJ5E | 1G TEL + 1G CAT5E DATA OUTLET W/SHUTTER | 257400 | PTWDA, PTLRC: Premium offer - AvatarOn, Vivace | 245300 | 4.933%
KB32TS_RJ5E_AS | 1G TELE + 1G CAT 5E DATA W/ SHUTTER, AS | 335500 | PTWDA, PTLRC: Premium offer - AvatarOn, Vivace | 319000 | 5.172%
KB32TV | 2 GANG TV CO-AXIAL OUTLET | 226600 | PTWDA, PTLRC: Premium offer - AvatarOn, Vivace | 215600 | 5.102%
KB32TV_AS | 2G TV CO-AXIAL OUTLET, AS | 293700 | PTWDA, PTLRC: Premium offer - AvatarOn, Vivace | 279400 | 5.118%
KB32TVFM | 1 Gang TV and 1 gang FM outlet | 541200 | PTWDA, PTLRC: Premium offer - AvatarOn, Vivace | 515900 | 4.904%
KB32TVFM_AS | 2G TV AND FM OUTLET, AS | 705100 | PTWDA, PTLRC: Premium offer - AvatarOn, Vivace | 671000 | 5.082%
KB32USB_AS | 2 x 2A USB Charger on a Wall Plate - AS | 1965700 | PTWDA, PTLRC: Premium offer - AvatarOn, Vivace | 1872200 | 4.994%
KB32USB_WE | 2 x 2A USB Charger on a Wall Plate - White | 1585100 | PTWDA, PTLRC: Premium offer - AvatarOn, Vivace | 1509200 | 5.029%
KB32X_AS | 2G WALL PLATE W/ APO TIME, AS | 136400 | PTWDA, PTLRC: Premium offer - AvatarOn, Vivace | 136400 | 0%
KB32X_WE | 2G WALL PLATE W/ APO TIME, AS | 106700 | PTWDA, PTLRC: Premium offer - AvatarOn, Vivace | 106700 | 0%
KB33_1_AS | 16AX 250V 3G 1 WAY SW, AS | 141900 | PTWDA, PTLRC: Premium offer - AvatarOn, Vivace | 135300 | 4.878%
KB33_1_WE | 16AX 250V 3GANG 1 WAY SWITCH | 113300 | PTWDA, PTLRC: Premium offer - AvatarOn, Vivace | 107800 | 5.102%
KB33_AS | 16AX 250V 3G 2 WAY SW, AS | 187000 | PTWDA, PTLRC: Premium offer - AvatarOn, Vivace | 178200 | 4.938%
KB33_WE | 16AX 250V 3 GANG 2 WAY SWITCH | 148500 | PTWDA, PTLRC: Premium offer - AvatarOn, Vivace | 141900 | 4.651%
KB34_1_AS | 16AX 250V 4G 1 WAY SW, AS | 300300 | PTWDA, PTLRC: Premium offer - AvatarOn, Vivace | 286000 | 5%
KB34_1_WE | 16AX 250V 4 GANG 1 WAY SWITCH | 238700 | PTWDA, PTLRC: Premium offer - AvatarOn, Vivace | 227700 | 4.831%
KB34_AS | 16AX 250V 4G 2 WAY SW, AS | 313500 | PTWDA, PTLRC: Premium offer - AvatarOn, Vivace | 298100 | 5.166%
KB34_WE | 16AX 250V 4 GANG 2 WAY SWITCH | 276100 | PTWDA, PTLRC: Premium offer - AvatarOn, Vivace | 262900 | 5.021%
KB413S | 13A 250V 1 GANG 3 PIN UNIVERSAL SOCKET | 155100 | PTWDA, PTLRC: Premium offer - AvatarOn, Vivace | 147400 | 5.224%
KB413S_AS | 13A 250V 1G 3P UNI SKT, AS | 199100 | PTWDA, PTLRC: Premium offer - AvatarOn, Vivace | 189200 | 5.233%
KB426_AS | 13A 250V 1G SKT, AS | 154000 | PTWDA, PTLRC: Premium offer - AvatarOn, Vivace | 146300 | 5.263%
KB426_WE | 13A 250V 1 GANG SOCKET | 106700 | PTWDA, PTLRC: Premium offer - AvatarOn, Vivace | 101200 | 5.435%
KB426UES2_AS_G19 | 16A 250V double 3 pin universal skt_AS | 260700 | PTWDA, PTLRC: Premium offer - AvatarOn, Vivace | 226600 | 15.05%
KB426UES2_WE_G19 | 16A 250V double 3 pin universal skt_WE | 182600 | PTWDA, PTLRC: Premium offer - AvatarOn, Vivace | 173800 | 5.063%
KB426UEST_AS_G19 | 16A 250V UNI 3 PIN 1 GANG SOCKET AS | 158400 | PTWDA, PTLRC: Premium offer - AvatarOn, Vivace | 150700 | 5.109%
KB426UEST_G19 | 16A 3 P 1 GANG UNI AMERICAN-EURO SKT | 121000 | PTWDA, PTLRC: Premium offer - AvatarOn, Vivace | 115500 | 4.762%
KB426US_AS | 10A 250V 1G 2PUNI SKT, AS | 132000 | PTWDA, PTLRC: Premium offer - AvatarOn, Vivace | 125400 | 5.263%
KB426US_WE | 10A 250V 1 GANG 2 PIN UNIVERSAL SOCKET | 104500 | PTWDA, PTLRC: Premium offer - AvatarOn, Vivace | 99000 | 5.556%
KB426US2_AS | 10A 250V 2G 2P UNI SKT, AS | 161700 | PTWDA, PTLRC: Premium offer - AvatarOn, Vivace | 154000 | 5%
KB426US2_WE | 10A 250V 2 GANG 2 PIN UNIVERSAL SOCKET | 124300 | PTWDA, PTLRC: Premium offer - AvatarOn, Vivace | 118800 | 4.63%
KBT30_AS | 2G BLANK PLATE, AS | 162800 | PTWDA, PTLRC: Premium offer - AvatarOn, Vivace | 155100 | 4.965%
KBT30_WE | TWIN GANG BLANK PLATE | 97900 | PTWDA, PTLRC: Premium offer - AvatarOn, Vivace | 93500 | 4.706%
KBT413S_AS | 13A 250V 2G 3P UNI SKT, AS | 418000 | PTWDA, PTLRC: Premium offer - AvatarOn, Vivace | 418000 | 0%
KBT413S_WE | 13A 250V 2 Gang 3 Pin Universal Socket | 321200 | PTWDA, PTLRC: Premium offer - AvatarOn, Vivace | 321200 | 0%
KBT426_AS | 13A 250V 2GANG SKT, AS | 284900 | PTWDA, PTLRC: Premium offer - AvatarOn, Vivace | 271700 | 4.858%
KBT426_WE | 13A 250V TWIN GANG SOCKET | 220000 | PTWDA, PTLRC: Premium offer - AvatarOn, Vivace | 209000 | 5.263%
KBT426UEST2_AS_G19 | 16A 250V UNI 3 PIN 2 GANG SOCKET AS | 244200 | PTWDA, PTLRC: Premium offer - AvatarOn, Vivace | 226600 | 7.767%
KBT426UEST2_G19 | 16A 3 P 2 GANG UNI AMERICAN-EURO SKT | 188100 | PTWDA, PTLRC: Premium offer - AvatarOn, Vivace | 173800 | 8.228%
KBT727V_AS | 115/240V SHAVER UNIT, AS | 1646700 | PTWDA, PTLRC: Premium offer - AvatarOn, Vivace | 1568600 | 4.979%
KBT727V_WE | 115/240V Shaver Unit | 1434400 | PTWDA, PTLRC: Premium offer - AvatarOn, Vivace | 1366200 | 4.992%
M224B | 55MM BOX FOR FL. | 79200 | PTWDA, PTLRC: Basic and Core offer | 79200 | 0%
M224DB | 65MM BOX FOR FL. | 129800 | PTWDA, PTLRC: Basic and Core offer | 129800 | 0%
MIP12104 | MODULAR ENCL MINIPRAGMA 1R 4M SURF FD WI | 388300 | PTFDS: Residential Enclosures | 382800 | 1.437%
MIP12104T | MODULAR ENCL MINIPRAGMA 1R 4M SURF TD WI | 388300 | PTFDS: Residential Enclosures | 382800 | 1.437%
MIP12106 | MODULAR ENCL MINIPRAGMA 1R 6M SURF FD WI | 425700 | PTFDS: Residential Enclosures | 419100 | 1.575%
MIP12106T | MODULAR ENCL MINIPRAGMA 1R 6M SURF TD WI | 425700 | PTFDS: Residential Enclosures | 419100 | 1.575%
MIP12108 | MODULAR ENCL MINIPRAGMA 1R 8M SURF FD WI | 508200 | PTFDS: Residential Enclosures | 500500 | 1.538%
MIP12108T | MODULAR ENCL MINIPRAGMA 1R 8M SURF TD WI | 508200 | PTFDS: Residential Enclosures | 500500 | 1.538%
MIP12112 | MODULAR ENCL MINIPRAGMA 1R 12M SURF FD W | 686400 | PTFDS: Residential Enclosures | 676500 | 1.463%
MIP12112T | MODULAR ENCL MINIPRAGMA 1R 12M SURF TD W | 686400 | PTFDS: Residential Enclosures | 676500 | 1.463%
MIP12118 | MODULAR ENCL MINIPRAGMA 1R 18M SURF FD W | 1124200 | PTFDS: Residential Enclosures | 1107700 | 1.49%
MIP12118T | MODULAR ENCL MINIPRAGMA 1R 18M SURF TD W | 1124200 | PTFDS: Residential Enclosures | 1107700 | 1.49%
MIP12212 | MODULAR ENCL MINIPRAGMA 2R 12M SURF FD W | 1266100 | PTFDS: Residential Enclosures | 1247400 | 1.499%
MIP12212T | MODULAR ENCL MINIPRAGMA 2R 12M SURF TD W | 1266100 | PTFDS: Residential Enclosures | 1247400 | 1.499%
MIP12312 | MODULAR ENCL MINIPRAGMA 3R 12M SURF FD W | 1485000 | PTFDS: Residential Enclosures | 1463000 | 1.504%
MIP12312T | MODULAR ENCL MINIPRAGMA 3R 12M SURF TD W | 1485000 | PTFDS: Residential Enclosures | 1463000 | 1.504%
MIP22104 | MODULAR ENCL. MINIPRAGMA 1R 4M FLUSH FD | 397100 | PTFDS: Residential Enclosures | 391600 | 1.404%
MIP22104T | MODULAR ENCL. MINIPRAGMA 1R 4M FLUSH TD | 397100 | PTFDS: Residential Enclosures | 391600 | 1.404%
MIP22106 | MODULAR ENCL. MINIPRAGMA 1R 6M FLUSH FD | 440000 | PTFDS: Residential Enclosures | 433400 | 1.523%
MIP22106T | MODULAR ENCL. MINIPRAGMA 1R 6M FLUSH TD | 440000 | PTFDS: Residential Enclosures | 433400 | 1.523%
MIP22108 | MODULAR ENCL. MINIPRAGMA 1R 8M FLUSH FD | 518100 | PTFDS: Residential Enclosures | 510400 | 1.509%
MIP22108T | MODULAR ENCL. MINIPRAGMA 1R 8M FLUSH TD | 518100 | PTFDS: Residential Enclosures | 510400 | 1.509%
MIP22112 | MODULAR ENCL. MINIPRAGMA 1R 12M FLUSH FD | 734800 | PTFDS: Residential Enclosures | 723800 | 1.52%
MIP22112T | MODULAR ENCL. MINIPRAGMA 1R 12M FLUSH TD | 734800 | PTFDS: Residential Enclosures | 723800 | 1.52%
MIP22118 | MODULAR ENCL. MINIPRAGMA 1R 18M FLUSH FD | 1125300 | PTFDS: Residential Enclosures | 1108800 | 1.488%
MIP22118T | MODULAR ENCL. MINIPRAGMA 1R 18M FLUSH TD | 1125300 | PTFDS: Residential Enclosures | 1108800 | 1.488%
MIP22212 | MODULAR ENCL. MINIPRAGMA 2R 12M FLUSH FD | 1237500 | PTFDS: Residential Enclosures | 1218800 | 1.534%
MIP22212T | MODULAR ENCL. MINIPRAGMA 2R 12M FLUSH TD | 1237500 | PTFDS: Residential Enclosures | 1218800 | 1.534%
MIP22312 | MODULAR ENCL. MINIPRAGMA 3R 12M FLUSH FD | 1449800 | PTFDS: Residential Enclosures | 1428900 | 1.463%
MIP22312T | MODULAR ENCL. MINIPRAGMA 3R 12M FLUSH TD | 1449800 | PTFDS: Residential Enclosures | 1428900 | 1.463%
PKE16M423 | PLUG 16A 3P 230V IP44 6H | 151800 | PTFDS: Industrial sockets | 146300 | 3.759%
PKE16M434 | PLUG 16A 4P 400V IP44 6H | 183700 | PTFDS: Industrial sockets | 177100 | 3.727%
PKE16M435 | PLUG 16A 5P 400V IP44 6H | 217800 | PTFDS: Industrial sockets | 209000 | 4.211%
PKE16M723 | PLUG 16A 3P 230V IP67 6H | 388300 | PTFDS: Industrial sockets | 372900 | 4.13%
PKE16M734 | PLUG 16A 4P 400V IP67 6H | 445500 | PTFDS: Industrial sockets | 427900 | 4.113%
PKE16M735 | PLUG 16A 5P 400V IP67 6H | 475200 | PTFDS: Industrial sockets | 456500 | 4.096%
PKE32M423 | PLUG 32A 3P 230V IP44 6H | 279400 | PTFDS: Industrial sockets | 268400 | 4.098%
PKE32M434 | PLUG 32A 4P 400V IP44 6H | 321200 | PTFDS: Industrial sockets | 309100 | 3.915%
PKE32M435 | PLUG 32A 5P 400V IP44 6H | 330000 | PTFDS: Industrial sockets | 316800 | 4.167%
PKE32M723 | PLUG 32A 3P 230V IP67 6H | 520300 | PTFDS: Industrial sockets | 500500 | 3.956%
PKE32M734 | PLUG 32A 4P 400V IP67 6H | 556600 | PTFDS: Industrial sockets | 535700 | 3.901%
PKE32M735 | PLUG 32A 5P 400V IP67 6H | 605000 | PTFDS: Industrial sockets | 581900 | 3.97%
PKF16F423 | SOCKET PANEL BOX ANGLE 16A 3P 230V IP44 6H | 205700 | PTFDS: Industrial sockets | 198000 | 3.889%
PKF16F434 | SOCKET PANEL BOX ANGLE 16A 4P 400V IP44 6H | 229900 | PTFDS: Industrial sockets | 221100 | 3.98%
PKF16F435 | SOCKET PANEL BOX ANGLE 16A 5P 400V IP44 6H | 250800 | PTFDS: Industrial sockets | 240900 | 4.11%
PKF16F723 | SOCKET PANEL BOX ANGLE 16A 3P 230V IP67 6H | 433400 | PTFDS: Industrial sockets | 416900 | 3.958%
PKF16F734 | SOCKET PANEL BOX ANGLE 16A 4P 400V IP67 6H | 497200 | PTFDS: Industrial sockets | 478500 | 3.908%
PKF16F735 | SOCKET PANEL BOX ANGLE 16A 5P 400V IP67 6H | 569800 | PTFDS: Industrial sockets | 547800 | 4.016%
PKF16G423 | SOCKET PANEL BOX STRA 16A 3P 230V IP44 6H | 205700 | PTFDS: Industrial sockets | 198000 | 3.889%
PKF16G434 | SOCKET PANEL BOX STRA 16A 4P 400V IP44 6H | 229900 | PTFDS: Industrial sockets | 221100 | 3.98%
PKF16G435 | SOCKET PANEL BOX STRA 16A 5P 400V IP44 6H | 250800 | PTFDS: Industrial sockets | 240900 | 4.11%
PKF16G723 | SOCKET PANEL BOX STRA 16A 3P 230V IP67 6H | 433400 | PTFDS: Industrial sockets | 416900 | 3.958%
PKF16G734 | SOCKET PANEL BOX STRA 16A 4P 400V IP67 6H | 497200 | PTFDS: Industrial sockets | 478500 | 3.908%
PKF16G735 | SOCKET PANEL BOX STRA 16A 5P 400V IP67 6H | 569800 | PTFDS: Industrial sockets | 547800 | 4.016%
PKF16M423 | CONNECTOR 16A 3P 230V IP44 6H | 206800 | PTFDS: Industrial sockets | 199100 | 3.867%
PKF16M434 | CONNECTOR 16A 4P 400V IP44 6H | 234300 | PTFDS: Industrial sockets | 225500 | 3.902%
PKF16M435 | CONNECTOR 16A 5P 400V IP44 6H | 273900 | PTFDS: Industrial sockets | 262900 | 4.184%
PKF16M723 | CONNECTOR 16A 3P 230V IP67 6H | 407000 | PTFDS: Industrial sockets | 391600 | 3.933%
PKF16M734 | CONNECTOR 16A 4P 400V IP67 6H | 456500 | PTFDS: Industrial sockets | 438900 | 4.01%
PKF16M735 | CONNECTOR 16A 5P 400V IP67 6H | 531300 | PTFDS: Industrial sockets | 510400 | 4.095%
PKF16W423 | SOCKET WALL BOX 16A 3P 230V IP44 6H | 279400 | PTFDS: Industrial sockets | 268400 | 4.098%
PKF16W434 | SOCKET WALL BOX 16A 4P 400V IP44 6H | 349800 | PTFDS: Industrial sockets | 336600 | 3.922%
PKF16W435 | SOCKET WALL BOX 16A 5P 400V IP44 6H | 363000 | PTFDS: Industrial sockets | 348700 | 4.101%
PKF16W723 | SOCKET WALL BOX 16A 3P 230V IP67 6H | 559900 | PTFDS: Industrial sockets | 537900 | 4.09%
PKF16W734 | SOCKET WALL BOX 16A 4P 400V IP67 6H | 619300 | PTFDS: Industrial sockets | 595100 | 4.067%
PKF16W735 | SOCKET WALL BOX 16A 5P 400V IP67 6H | 716100 | PTFDS: Industrial sockets | 688600 | 3.994%
PKF32F423 | SOCKET PANEL BOX ANGLE 32A 3P 230V IP44 6H | 313500 | PTFDS: Industrial sockets | 301400 | 4.015%
PKF32F434 | SOCKET PANEL BOX ANGLE 32A 4P 400V IP44 6H | 332200 | PTFDS: Industrial sockets | 319000 | 4.138%
PKF32F435 | SOCKET PANEL BOX ANGLE 32A 5P 400V IP44 6H | 380600 | PTFDS: Industrial sockets | 366300 | 3.904%
PKF32F723 | SOCKET PANEL BOX ANGLE 32A 3P 230V IP67 6H | 563200 | PTFDS: Industrial sockets | 541200 | 4.065%
PKF32F734 | SOCKET PANEL BOX ANGLE 32A 4P 400V IP67 6H | 603900 | PTFDS: Industrial sockets | 580800 | 3.977%
PKF32F735 | SOCKET PANEL BOX ANGLE 32A 5P 400V IP67 6H | 642400 | PTFDS: Industrial sockets | 618200 | 3.915%
PKF32G423 | SOCKET PANEL BOX STRA 32A 3P 230V IP44 6H | 313500 | PTFDS: Industrial sockets | 301400 | 4.015%
PKF32G434 | SOCKET PANEL BOX STRA 32A 4P 400V IP44 6H | 332200 | PTFDS: Industrial sockets | 319000 | 4.138%
PKF32G435 | SOCKET PANEL BOX STRA 32A 5P 400V IP44 6H | 380600 | PTFDS: Industrial sockets | 366300 | 3.904%
PKF32G723 | SOCKET PANEL BOX STRA 32A 3P 230V IP67 6H | 563200 | PTFDS: Industrial sockets | 541200 | 4.065%
PKF32G734 | SOCKET PANEL BOX STRA 32A 4P 400V IP67 6H | 603900 | PTFDS: Industrial sockets | 580800 | 3.977%
PKF32G735 | SOCKET PANEL BOX STRA 32A 5P 400V IP67 6H | 642400 | PTFDS: Industrial sockets | 618200 | 3.915%
PKF32M423 | CONNECTOR 32A 3P 230V IP44 6H | 309100 | PTFDS: Industrial sockets | 297000 | 4.074%
PKF32M434 | CONNECTOR 32A 4P 400V IP44 6H | 368500 | PTFDS: Industrial sockets | 354200 | 4.037%
PKF32M435 | CONNECTOR 32A 5P 400V IP44 6H | 459800 | PTFDS: Industrial sockets | 442200 | 3.98%
PKF32M723 | CONNECTOR 32A 3P 230V IP67 6H | 575300 | PTFDS: Industrial sockets | 553300 | 3.976%
PKF32M734 | CONNECTOR 32A 4P 400V IP67 6H | 622600 | PTFDS: Industrial sockets | 598400 | 4.044%
PKF32M735 | CONNECTOR 32A 5P 400V IP67 6H | 677600 | PTFDS: Industrial sockets | 651200 | 4.054%
PKF32W423 | SOCKET WALL BOX 32A 3P 230V IP44 6H | 459800 | PTFDS: Industrial sockets | 442200 | 3.98%
PKF32W434 | SOCKET WALL BOX 32A 4P 400V IP44 6H | 509300 | PTFDS: Industrial sockets | 489500 | 4.045%
PKF32W435 | SOCKET WALL BOX 32A 5P 400V IP44 6H | 503800 | PTFDS: Industrial sockets | 484000 | 4.091%
PKF32W723 | SOCKET WALL BOX 32A 3P 230V IP67 6H | 750200 | PTFDS: Industrial sockets | 721600 | 3.963%
PKF32W734 | SOCKET WALL BOX 32A 4P 400V IP67 6H | 772200 | PTFDS: Industrial sockets | 742500 | 4%
PKF32W735 | SOCKET WALL BOX 32A 5P 400V IP67 6H | 911900 | PTFDS: Industrial sockets | 876700 | 4.015%
PKZM403 | IP44, 3P, 16A, 230V, multi adapter | 1508100 | PTFDS: Industrial sockets | 1449800 | 4.021%
PKZM409 | IP44, 3P, 16A, 230V, multi adapter | 1840300 | PTFDS: Industrial sockets | 1769900 | 3.978%
PKZM703 | IP67, 3P, 16A, 230V, multi adapter | 1773200 | PTFDS: Industrial sockets | 1705000 | 4%
PKZM709 | IP67, 3P, 16A, 230V, multi adapter | 2219800 | PTFDS: Industrial sockets | 2134000 | 4.021%
S56C310GY | 250V 10A 3P SWITCH SOCKET, IP66 | 1288100 | PTFDS: Industrial sockets | 1238600 | 3.996%
S56C313GY | 250V 13A 3P SWITCH SOCKET, IP66 | 1312300 | PTFDS: Industrial sockets | 1261700 | 4.01%
S56C315GY | 250V 15A 3P SWITCH SOCKET, IP66 | 1917300 | PTFDS: Industrial sockets | 1843600 | 3.998%
S56C315RPGY | 250V 15A 3P ROUND SWITCH SOCKET, IP66 | 1878800 | PTFDS: Industrial sockets | 1806200 | 4.019%
S56C320GY | 250V 20A 3P SWITCH SOCKET, IP66 | 1706100 | PTFDS: Industrial sockets | 1640100 | 4.024%
S56C332GY | 250V 32A 3P SWITCH SOCKET, IP66 | 2476100 | PTFDS: Industrial sockets | 2380400 | 4.02%
S56C420GY | 500V 20A 4P SWITCH SOCKET, IP66 | 2476100 | PTFDS: Industrial sockets | 2380400 | 4.02%
S56C432GY | 500V 32A 4P SWITCH SOCKET, IP66 | 2476100 | PTFDS: Industrial sockets | 2380400 | 4.02%
S56C450GY | 500V 50A 4P SWITCH SOCKET, IP66 | 2970000 | PTFDS: Industrial sockets | 2855600 | 4.006%
S56C520GY | 500V 20A 5P SWITCH SOCKET, IP66 | 4455000 | PTFDS: Industrial sockets | 4283400 | 4.006%
S56C532GY | 500V 32A 5P SWITCH SOCKET, IP66 | 4651900 | PTFDS: Industrial sockets | 4472600 | 4.009%
S56C540GY | 500V 40A 5P SWITCH SOCKET, IP66 | 4651900 | PTFDS: Industrial sockets | 4472600 | 4.009%
S56E1GY_G15 | 1G THICK BOX, FOR S56 | 167200 | PTFDS: Industrial sockets | 167200 | 0%
S56E2GY_G15 | 2G THICK BOX, FOR S56 | 319000 | PTFDS: Industrial sockets | 319000 | 0%
S56ES1GY_G15 | 1G THIN BOX, FOR S56 | 148500 | PTFDS: Industrial sockets | 148500 | 0%
S56ES2GY_G15 | 2G THIN BOX, FOR S56 | 182600 | PTFDS: Industrial sockets | 182600 | 0%
S56P310GY_G15 | 250V 10A 3P FLAT, PLUG, IP66 | 759000 | PTFDS: Industrial sockets | 729300 | 4.072%
S56P313GY_G15 | 250V 13A 3P PLUG, IP66 | 600600 | PTFDS: Industrial sockets | 577500 | 4%
S56P315GY_G15 | 250V 15A 3P FLAT, PLUG, IP66 | 920700 | PTFDS: Industrial sockets | 885500 | 3.975%
S56P315RPGY_G15 | 250V 15A 3P ROUND, PLUG, IP66 | 859100 | PTFDS: Industrial sockets | 826100 | 3.995%
S56P320GY_G15 | 250V 20A 3P ROUND STRA PLUG, IP66 | 1017500 | PTFDS: Industrial sockets | 977900 | 4.049%
S56P332GY_G15 | 250V 32A 3P PLUG, IP66 | 1067000 | PTFDS: Industrial sockets | 1026300 | 3.966%
S56P420GY_G15 | 500V 20A 4P ANGLE PLUG, IP66 | 1175900 | PTFDS: Industrial sockets | 1130800 | 3.988%
S56P432GY_G15 | 500V 32A 4P PLUG, IP66 | 1364000 | PTFDS: Industrial sockets | 1311200 | 4.027%
S56P450GY_G15 | 500V 50A 4P PLUG, IP66 | 1364000 | PTFDS: Industrial sockets | 1311200 | 4.027%
S56P520GY_G15 | 500V 20A 5P PLUG, IP66 | 1364000 | PTFDS: Industrial sockets | 1311200 | 4.027%
S56P532GY_G15 | 500V 32A 5P PLUG, IP66 | 2057000 | PTFDS: Industrial sockets | 1977800 | 4.004%
S56P540GY_G15 | 500V 40A 5P PLUG, IP66 | 2057000 | PTFDS: Industrial sockets | 1977800 | 4.004%
S56SO310GY | 250V 10A 3P FLAT SOCKET, IP66 | 649000 | PTFDS: Industrial sockets | 623700 | 4.056%
S56SO313GY | 250V 13A 3P SOCKET, IP66 | 717200 | PTFDS: Industrial sockets | 689700 | 3.987%
S56SO315GY | 250V 15A 3P SOCKET, IP66 | 1093400 | PTFDS: Industrial sockets | 1051600 | 3.975%
S56SO315RPGY | 250V 15A 3P ROUND SOCKET, IP66 | 1322200 | PTFDS: Industrial sockets | 1271600 | 3.979%
S56SO320GY | 250V 20A 3P ROUND SOCKET, IP66 | 1210000 | PTFDS: Industrial sockets | 1163800 | 3.97%
S56SO332GY | 250V 32A 3P SOCKET, IP66 | 1349700 | PTFDS: Industrial sockets | 1298000 | 3.983%
S56SO420GY | 500V 20A 4P SOCKET, IP66 | 1349700 | PTFDS: Industrial sockets | 1298000 | 3.983%
S56SO432GY | 500V 32A 4P SOCKET, IP66 | 1626900 | PTFDS: Industrial sockets | 1564200 | 4.008%
S56SO450GY | 500V 45A 4P SOCKET, IP66 | 1751200 | PTFDS: Industrial sockets | 1684100 | 3.984%
S56SO520GY | 500V 20A 5P SOCKET, IP66 | 2120800 | PTFDS: Industrial sockets | 2039400 | 3.991%
S56SO532GY | 500V 32A 5P SOCKET, IP66 | 2120800 | PTFDS: Industrial sockets | 2039400 | 3.991%
S56SO540GY | 500V 40A 5P SOCKET, IP66 | 2120800 | PTFDS: Industrial sockets | 2039400 | 3.991%
S56SW110GY | 250V 10A 1P SWITCH, IP66 | 666600 | PTFDS: Industrial sockets | 641300 | 3.945%
S56SW120GY | 250V 20A 1P SWITCH, IP66 | 800800 | PTFDS: Industrial sockets | 770000 | 4%
S56SW132GY | 250V 32A 1P SWITCH, IP66 | 834900 | PTFDS: Industrial sockets | 803000 | 3.973%
S56SW220GY | 500V 20A 2P SWITCH, IP66 | 974600 | PTFDS: Industrial sockets | 937200 | 3.991%
S56SW232GY | 500V 32A 2P SWITCH, IP66 | 974600 | PTFDS: Industrial sockets | 937200 | 3.991%
S56SW250GY | 500V 50A 2P SWITCH, IP66 | 1257300 | PTFDS: Industrial sockets | 1208900 | 4.004%
S56SW263GY | ư6dshy43eZ | 1257300 | PTFDS: Industrial sockets | 1208900 | 4.004%
S56SW310GY | 500V 10A 3P SWITCH, IP66 | 918500 | PTFDS: Industrial sockets | 883300 | 3.985%
S56SW316GY | 500V 16A 3P SWITCH, IP66 | 1098900 | PTFDS: Industrial sockets | 1057100 | 3.954%
S56SW320GY | 500V 20A 3P SWITCH, IP66 | 1405800 | PTFDS: Industrial sockets | 1351900 | 3.987%
S56SW332GY | 500V 32A 3P SWITCH, IP66 | 1405800 | PTFDS: Industrial sockets | 1351900 | 3.987%
S56SW350GY | 500V 50A 3P SWITCH, IP66 | 1591700 | PTFDS: Industrial sockets | 1530100 | 4.026%
S56SW363GY | 500V 63A 3P SWITCH, IP66 | 1591700 | PTFDS: Industrial sockets | 1530100 | 4.026%
U418T_WE | 16A 3 PIN PLUG TOPS | 79200 | PTWDA, PTLRC: Basic and Core offer | 77000 | 2.857%
U418T2_C5 | 10A 2 FLAT PIN PLUG TOPS | 61600 | PTWDA, PTLRC: Basic and Core offer | 61600 | 0%
WHB420-RG | SWITCH 1G 4P H/PROOF 440V 20A | 1596100 | PTFDS: Industrial sockets | 1596100 | 0%
WHB440-RG | SWITCH 1G 4P H/PROOF 440V 40A | 1596100 | PTFDS: Industrial sockets | 1596100 | 0%
WHC463-RG | SWITCH 1GANG 4POLE HOSEPROOF S | 4738800 | PTFDS: Industrial sockets | 4738800 | 0%
WHC480-RG | SWITCH 1GANG 4POLE HOSEPROOF S | 5055600 | PTFDS: Industrial sockets | 5055600 | 0%
WHD20_GY | 20A DP W/PRO SURF SWITCH GY | 969100 | PTWDA: Isolator, Installation box | 940500 | 3.041%
WHD35_GY | 35A DP W/PRO SURF SWITCH GY | 1023000 | PTWDA: Isolator, Installation box | 993300 | 2.99%
WHD55_GY | 55A DP W/PRO SURF SWITCH GY | 1323300 | PTWDA: Isolator, Installation box | 1284800 | 2.997%
WHD63_GY | 63A DP W/PRO SURF SWITCH GY | 1312300 | PTWDA: Isolator, Installation box | 1312300 | 0%
WHS20_GY | 20A SP W/PRO SURF SWITCH GY | 917400 | PTWDA: Isolator, Installation box | 891000 | 2.963%
WHS35_GY | 35A SP W/PRO SURF SWITCH GY | 981200 | PTWDA: Isolator, Installation box | 952600 | 3.002%
WHS55_GY | 55A SP W/PRO SURF SWITCH GY | 948200 | PTWDA: Isolator, Installation box | 948200 | 0%
WHT20_GY | 20A TP W/PRO SURF SWITCH GY | 1024100 | PTWDA: Isolator, Installation box | 994400 | 2.987%
WHT35_GY | 35A TP W/PRO SURF SWITCH GY | 1338700 | PTWDA: Isolator, Installation box | 1300200 | 2.961%
WHT55_GY | 55A TP W/PRO SURF SWITCH GY | 1543300 | PTWDA: Isolator, Installation box | 1498200 | 3.01%
WHT63_GY | 63A TP W/PRO SURF SWITCH GY | 1733600 | PTWDA: Isolator, Installation box | 1683000 | 3.007%
WHT80_GY | 80A TP W/PRO SURF SWITCH GY | 2797300 | PTWDA: Isolator, Installation box | 2715900 | 2.997%
E8331RD250_WE | 1G 250VA Dimmer w Sw, WE | 1417900 | PTWDA, PTLRC: Premium offer - AvatarOn, Vivace | 1417900 | 0%
E8331RD250_WG | 1G 250VA Dimmer w Sw, WG | 1637900 | PTWDA, PTLRC: Premium offer - AvatarOn, Vivace | 1637900 | 0%
E83T727V_WD_G19 | 115/240V20VAUniVerShaver,WD | 2493700 | PTWDA, PTLRC: Premium offer - AvatarOn, Vivace | 2493700 | 0%
E83T727V_WE_G19 | 115/240V20VAUniVerShaver,WE | 1806200 | PTWDA, PTLRC: Premium offer - AvatarOn, Vivace | 1806200 | 0%
E83T727V_WG_G19 | 115/240V20VAUniVerShaver,WG | 2168100 | PTWDA, PTLRC: Premium offer - AvatarOn, Vivace | 2168100 | 0%
E8332_WD_G19 | 2GSwCover,WD | 174900 | PTWDA, PTLRC: Premium offer - AvatarOn, Vivace | 174900 | 0%
E8332_WE_G19 | 2GSwCover,WE | 89100 | PTWDA, PTLRC: Premium offer - AvatarOn, Vivace | 89100 | 0%
E8332_WG_G19 | 2GSwCover,WG | 146300 | PTWDA, PTLRC: Premium offer - AvatarOn, Vivace | 146300 | 0%
E8333_WD_G19 | 3GSwCover,WD | 226600 | PTWDA, PTLRC: Premium offer - AvatarOn, Vivace | 226600 | 0%
E8333_WE_G19 | 3GSwCover,WE | 123200 | PTWDA, PTLRC: Premium offer - AvatarOn, Vivace | 123200 | 0%
E8333_WG_G19 | 3GSwCover,WG | 206800 | PTWDA, PTLRC: Premium offer - AvatarOn, Vivace | 206800 | 0%
E8334_WD_G19 | 4GSwCover,WD | 255200 | PTWDA, PTLRC: Premium offer - AvatarOn, Vivace | 255200 | 0%
E8334_WE_G19 | 4GSwCover,WE | 123200 | PTWDA, PTLRC: Premium offer - AvatarOn, Vivace | 123200 | 0%
E8334_WG_G19 | 4GSwCover,WG | 233200 | PTWDA, PTLRC: Premium offer - AvatarOn, Vivace | 233200 | 0%
E83PM25_WE | PM2.5 Indicator White | 2149400 | PTWDA, PTLRC: Premium offer - AvatarOn, Vivace | 2149400 | 0%
KB34S_1_WE | 16AX250V4G1WAYSW,WE | 302500 | PTWDA, PTLRC: Premium offer - AvatarOn, Vivace | 302500 | 0%
KB34S_WE | 16AX250V4G2WAYSW,WE | 338800 | PTWDA, PTLRC: Premium offer - AvatarOn, Vivace | 338800 | 0%
KB34S_1_AS | 16AX250V4G1WAYSW,AS | 378400 | PTWDA, PTLRC: Premium offer - AvatarOn, Vivace | 378400 | 0%
KB34S_AS | 16AX250V4G2WAYSW,AS | 425700 | PTWDA, PTLRC: Premium offer - AvatarOn, Vivace | 425700 | 0%
A9HESN04 | A9 DB 4 way SPN | 885500 | PTFDS: Residential Enclosures | 885500 | 0%
A9HESN06 | A9 DB 6 way SPN | 1040600 | PTFDS: Residential Enclosures | 1040600 | 0%
A9HESN08 | A9 DB 8 way SPN | 1249600 | PTFDS: Residential Enclosures | 1249600 | 0%
A9HESN12 | A9 DB 12 way SPN | 1457500 | PTFDS: Residential Enclosures | 1457500 | 0%
A9HESN16 | A9 DB 16 way SPN | 2186800 | PTFDS: Residential Enclosures | 2186800 | 0%
MUR35021 | Mureva two-way switch, surface, grey | 407000 | PTWDA, PTLRC: Basic and Core offer | 407000 | 0%
MUR35023 | Mureva intermediate sw, surface, grey | 515900 | PTWDA, PTLRC: Basic and Core offer | 515900 | 0%
MUR35033 | Mureva 2-pole switch, surface, grey | 559900 | PTWDA, PTLRC: Basic and Core offer | 559900 | 0%
MUR35026 | Mureva push-button, surface, grey | 394900 | PTWDA, PTLRC: Basic and Core offer | 394900 | 0%
MUR35022 | Mureva double two-way sw surface, grey | 503800 | PTWDA, PTLRC: Basic and Core offer | 503800 | 0%
MUR35024 | Mureva 2-way ctrl sw w LED surface grey | 624800 | PTWDA, PTLRC: Basic and Core offer | 624800 | 0%
MUR35028 | Mureva push-butt locat w LED surface gr | 540100 | PTWDA, PTLRC: Basic and Core offer | 540100 | 0%
MUR35067 | Mureva mech time delay sw LED surface gr | 1982200 | PTWDA, PTLRC: Basic and Core offer | 1982200 | 0%
MUR36024 | Mureva outl sideE+2w sw sl vert surf gr | 829400 | PTWDA, PTLRC: Basic and Core offer | 829400 | 0%
MUR36034 | Mureva outlet w sideE screwl surface gr | 427900 | PTWDA, PTLRC: Basic and Core offer | 427900 | 0%
MUR36731 | Mureva outlet sideE screw term surf gr | 467500 | PTWDA, PTLRC: Basic and Core offer | 467500 | 0%
MUR36029 | Mureva dbl outl sideE screwl hor surf gr | 959200 | PTWDA, PTLRC: Basic and Core offer | 959200 | 0%
MUR36038 | Mureva triple outl sideE sl hor surf gr | 1527900 | PTWDA, PTLRC: Basic and Core offer | 1527900 | 0%
IMT33135 | Cable reel 15m HO5VVF 3G1.0 IP20 Schuko | 2138400 | PTWDA, PTLRC: Basic and Core offer | 2138400 | 0%
IMT33137 | Cable reel 15m HO5VVF 3G1.5 IP20 Schuko | 2415600 | PTWDA, PTLRC: Basic and Core offer | 2415600 | 0%
IMT33136 | Cable reel 15m HO5VVF 3G1.5 IP44 Schuko | 2591600 | PTWDA, PTLRC: Basic and Core offer | 2591600 | 0%
IMT33140 | Cable reel 20m HO5VVF 3G1.5 IP20 Schuko | 3029400 | PTWDA, PTLRC: Basic and Core offer | 3029400 | 0%
IMT33151 | Ext. lead 25m HO5VVF 3G1.5 IP44 Schuko | 3713600 | PTWDA, PTLRC: Basic and Core offer | 3713600 | 0%
IMT33147 | Cable reel 25m HO7RNF 3G1.5 IP44 Schuko | 5744200 | PTWDA, PTLRC: Basic and Core offer | 5744200 | 0%
IMT33148 | Cable reel 25m HO7RNF 3G2.5 IP44 Schuko | 6919000 | PTWDA, PTLRC: Basic and Core offer | 6919000 | 0%
IMT33158 | Cable reel 40m HO7RNF 3G1.5 IP44 Schuko | 7071900 | PTWDA, PTLRC: Basic and Core offer | 7071900 | 0%
A3B050_G19 | 86 x 86mm Flush Mounted Plastic Wall Box | 25300 | PTWDA, PTLRC: Basic and Core offer | 25300 | 0%
E83426UES2_WD_G19 | 16A 250V 2G Universal Socket, WD | 434500 | PTWDA, PTLRC: Premium offer - AvatarOn, Vivace | 434500 | 0%
E83426UES2_WE_G19 | 16A 250V 2G Universal Socket, WE | 299200 | PTWDA, PTLRC: Premium offer - AvatarOn, Vivace | 299200 | 0%
E83426UES2_WG_G19 | 16A 250V 2G Universal Socket, WG | 358600 | PTWDA, PTLRC: Premium offer - AvatarOn, Vivace | 358600 | 0%